## Rev changes
Year | rev | Comments
2005 | 1 | Remove FF50 Exeter station duplicate
2008 | 2 | Added Nokian 031-047
2008 | 3 | Added Siemens 146-163
2006 | 4 | Added TMEIC-004
2007 | 5 | Added MELCO-051-053
2009 | 6 | Added the Summary Sheet & Siemens 164-174
2010 | 7 | Added the Siemens 175-188
2010 | 8 | Added AREVA 007-033 (AREVA 263-289)
2011 | 9 | Added ABB 380-496
2011 | 10 | Added ABB-VSC 001-008
2011 | 11 | Modified FUJI-052 - 055 based on info received
2011 | 12 | Modified MELCO 033-050, moved to VSC list
2011 | 12 | Added MELCO-VSC per info received. MELCO-VSC-001 to 035
2011 | 13 | Added MELCO 054-056.
2011 | 14 | Added FUJI-SC-001 to 009 to SVC list
2011 | 15 | Added NISSIN_VSC_001 to VSC list
2011 | 16 | Added TMEIC-VSC-001 to 011 to VSC list
2011 | 17 | Added TSB-VSC-001 too 036 to VSC list
2013-07-16 | 18 | Revised Alstom Item 001-209 with 001 -361
2013-07-16 | 19 | Add VSC from Alstom 001-008
2015-07-22 | 20 | Corrected: Alstom VSC-007 and not VSC-008 item.
2015-08-03 | 21 | Add MELCO-057 to MELCO-068
2015-08-03 | 22 | Add ABB-497 to ABB-544, Add ABB-VSC 009 to ABB-VSC 023
2015-08-07 | 23 | Add MELCO-VSC-036 & 037 to VSC
2016-06-02 | 24 | Add Siemens 196-243 (SVCs only)

## legend
TYPE OF SYSTEM:
TCR - Thyristor Controlled Reactor
TCT - Thyristor Controlled Transformer
SR - Saturable Reactor
FC - Fixed Capacitor
TSC - Thyristor Switched Capacitor
MSC - Mechanical Switched Capacitor
BSC - Breaker Switched Capacitor
MSR - Mechanical Switched Reactor
STATCOM - Static Synchronous Condensor
UPFC - Unified Power Flow Controller
USE:
VC - Voltage Control
FC - Frequency Control
DS - Dynamic Stability
UL - Compensation of Unsymmetrical Loading
FRL - Compensation of Fast Reactive Load Variations
VL - Voltage Unbalanced
SS - System Voltage Stability
PC - Power Oscillation Control
DSSR - Damping of Generator Subsynchronous Resonance

## SVCLIST
REF. NO. | ORIGINAL REF. NO. | COUNTRY | COMMISSIONING | UTILITY OR COMPANY | STATION NAME | TYPE | USE | CONTROL | SYSTEM VOLTAGE | CONNECTION VOLTAGE | PULSE | TOTAL MVAR RATING | INDUCTIVE MVAR RATING | CAPACITIVE MVAR RATING | DYNAMIC RANGE | Thyristor Rating & Cooling | Harmonic Filter Tuning | TRANSFORMER RATING & PHASE | PRIMARY VOLTAGE | SECONDARY VOLTAGE | NOTES
ABB-002 | ASEA-001/D | Sweden | 1972 | Domnarvets Jernverk | Borlange | TCR | Arc Furn | N/A | 20kV@50Hz | 600V | N/A | 100 | 60 | N/A | N/A | N/A | N/A | N/A | N/A | N/A
ABB-003 | BBC07 | Canada | 1979 | Hydro-Quebec | Laurentides | TCT+FC | VC+DS | (Local&Remote) | 735kV@60Hz | 39.0kV | 6 | 450 | 100 | 350 | 450 | 50mm3.2kV 680a; W | Double Tuned 5H,7H | 3x150MVA ONAF; 1 | 735kV (765?) | 39.0kV
ABB-004 | ASEA-002/D | Norway | 1973 | Norsk Jernverk | Bergen | TCR | Rolling Mill | N/A | 10kV@50Hz | 600V | N/A | 5.3 | 5.3 | N/A | N/A | N/A | N/A | N/A | N/A | N/A
ABB-005 | ASEA01 | South Africa | 1979 | ESCOM | Ferrum | TSC+TCR+MSC | VL+VC | N/A | 132kV@ Hz | N/A | N/A | 90 | 10 | 20 | 30 | N/A;A | N/A | N/A | N/A | N/A
ABB-006 | ASEA-003/D | South Africa | 1974 | ISCOR | Vanderbijlpark | TCR | Rolling Mill | N/A | 30kV@50Hz | 600V | N/A | 48 | 48 | N/A | N/A | N/A | N/A | N/A | N/A | N/A
ABB-007 | BBC08 | Syria | 1979 | Electricite de Syrie, Damaskus | Midan | TCT+FC | FRL/Arc. Furn. | (Local) | 66kV@50Hz | 5.9kV | 6 | 35 | N/A | 35 | 35 | 50mm3.2kV 661a; W | N/A | 35 MVA OFAF; 3 | 66kV | 5.85kV
ABB-008 | ASEA-004/D | Sweden | 1974 | Smedjebackens Valsverk | Smedjebacken | TCR | Arc Furn | N/A | 20kV@50Hz | 63.0kV | N/A | 41 | 35 | N/A | N/A | N/A | N/A | N/A | N/A | N/A
ABB-009 | WEST06 | USA | 1980 | Public Service of New Mexico | San Juan Power Plant Unit 1 | TCR | DSSR | (Local&Remote) | 22kV@60Hz | 11.0kV | 6 | -120/0 | 120 (TCR) | 0 | 120 | 50mm2.6kV 600a; W | None | N/A | N/A | N/A
ABB-010 | WEST01 | USA | 1974 | Auburn Steel Company | Aubum New York | TCR+FC | FRL | (Local) | 13.8kV@60Hz | 13.8kV | 6 | 0/+35 | 35 (TCR) | 35 (FC) | 35 | 50mm2.2kV 600a; W | 2H,3H,4H,5H,7H,HF | N/A | N/A | N/A
ABB-011 | WEST07 | USA | 1980 | Public Service of New Mexico | San Juan Power Plant Unit 2 | TCR | DSSR | (Local&Remote) | 22kV@60Hz | 11.0kV | 12 | -120/0 | 120 (TCR) | 0 | 120 | 50mm2.6kV 600a; W | None | 24 MVA OA; 3 | 22kV | 11kV
ABB-012 | ASEA-005/D | Sweden | 1975 | Halmstads Järnverk | Halmstad | TCR | Arc Furn | N/A | 20kV@50Hz | 30.0kV | N/A | 50 | 35 | N/A | N/A | N/A | N/A | N/A | N/A | N/A
ABB-013 | ASEA02 | USA | 1980 | AEP | Beaver Creek, Kentucky | TSC+TCR+MSC | SS | (Local&Remote) | 138kV@60Hz | N/A | N/A | 450 | 125 | 125 | 250 | N/A;W | N/A | N/A | N/A | N/A
ABB-014 | BBC03 | Sweden | 1975 | SKF, Haelefors | Hällefors | TCR+FC | FRL/Arc. Furn. | (Local) | 132kV@50Hz | 33.0kV | 6 | 40 | 40 | 35 | 75 | 50mm2.4kV 650a, W | 3H,5H,7H | 35MVA OFAF; 3 | 33kV | 6.5kV
ABB-015 | ASEA04 | China | 1981 | China Nat. Tech. Import Corp. | Wu Han I | TSC+TCR | SS | N/A | 500kV@ Hz | 35kV | N/A | 120 | 60 | 60 | 120 | N/A | N/A | N/A | 500kV | 220kV (35)
ABB-016 | BBC01 | Denmark | 1976 | Det Danske Staal Valsvaerk A/S | Frederiksvaerk | TCT+FC | Flicker Compensation | (Local) | 30kV@50Hz | N/A | 6 | 65 | N/A | N/A | N/A | N/A | N/A | None | 30kV | N/A
ABB-017 | ASEA05 | China | 1981 | China Nat. Tech. Import Corp. | Wu Han II | TSC+TCR | SS | N/A | 500kV@ Hz | 35kV | N/A | 120 | 60 | 60 | 120 | N/A | N/A | N/A | 500kV | 220kV (35)
ABB-018 | BBC02 | Denmark | 1976 | Det Danske Staal Valsvaerk A/S | Frederiksvaerk | TCT+FC | Flicker Compensation | (Local) | 30kV@50Hz | N/A | 6 | 65 | N/A | N/A | N/A | N/A | N/A | None | 30kV | N/A
ABB-019 | ASEA03 | Norway | 1981 | Norwegian State Bd. NVE | Hasle | TCR | SS | N/A | 420kV@ Hz | N/A | 12 | 360 | 360 | 0 | 360 | N/A | N/A | N/A | N/A | N/A
ABB-020 | ASEA-008/D | Finland | 1976 | Outokumpu | Torneaa | TCR | Arc Furn & Rolling Mill | N/A | 20kV@50Hz | 600V | N/A | 64 | 47 | N/A | N/A | N/A | N/A | N/A | N/A | N/A
ABB-021 | BBC16 | France | 1982 | CERN | CERN | TCR+FC | FRL/Arc. Furn. | (Local) | 400kV@50Hz | 18.0kV | 6 | 18.5 | 18.5 | 18.5 | 37 | 50mm3.5kV 661a; W | HP | 18.5MVA OFAF;3 | 18kV | 5.7kV
ABB-022 | BBC04 | Tunisia | 1976 | El fouladh S.T. de Siderurgie, Tunis | El Fouladh | TCR+FC | FRL/Arc. Furn. | (Local) | 60kV@50Hz | 11.0kV | 6 | 11 | 11 | 10 | 21 | 50mm2.4kV 650a, W | 3H,5H,7H | 10.5MVA ONAF; 3 | 11kV | 3.5kV
ABB-023 | ASEA08 | Mexico | 1982 | CFE | Acatlan | TCR | N/A | N/A | 400kV@ Hz | N/A | N/A | 200 | N/A | N/A | 200 | N/A | N/A | N/A | N/A | N/A
ABB-024 | WEST02 | USA | 1976 | Ameron Steel & Wire Company | Etiwanda Calif | TCR+FC | FRL | (Local) | 33kV@60Hz | 33.0kV | 6 | 0/+65 | 65 (TCR) | 65 (FC) | 65 | 50mm2.6kV 600a; W | 3H,5H,7H,HF | N/A | N/A | N/A
ABB-025 | ASEA09 | Mexico | 1982 | CFE | Puebla | TSC | N/A | N/A | 230kV@ Hz | N/A | N/A | 300 | N/A | N/A | 200 | N/A | N/A | N/A | N/A | N/A
ABB-026 | BBC06 | Ecuador | 1977 | Funasa, Guayaquil | Funasa | TCR+FC | TCR+FC | (Local) | 27kV | N/A | 6 | 4 | N/A | 35 | N/A | N/A | N/A | 4MVA ONAF; 3 | 27kV | 1.6kV
ABB-027 | ASEA06 | Mexico | 1982 | CFE Comision Federal Electricidad | Temascal | TSC+TCR+MSR | SS | N/A | 400kV@ Hz | SecWdg | 12 | 1066 | 300 | 300 | 600 | N/A | N/A | 3 Winding | N/A | N/A
ABB-028 | BBC05 | Indonesia | 1977 | Barata Metalworks, Surabaya | Barata | TCR+FC | Flicker Compensation | (Local) | 6kV | N/A | 6 | 4 | N/A | N/A | N/A | N/A | N/A | 11MVA ONAF; 3 | 6kV | 1.6kV
ABB-029 | ASEA07 | Norway | 1982 | Norwegian State Bd. NVE | Kvandal | TCR | N/A | N/A | 420kV@ Hz | N/A | N/A | 160 | N/A | N/A | 160 | N/A | N/A | N/A | N/A | N/A
ABB-030 | ASEA-013/D | Algeria | 1979 | SNS | El Hadjara | TCR | Arc Furn | N/A | 63kV@50Hz | 600V | N/A | 50 | 42 | N/A | N/A | N/A | N/A | N/A | N/A | N/A
ABB-031 | ASEA10 | Sweden | 1982 | Swedish State Power Board | Hagby I (TSC Portion) | TSC | SS+DS+UL | N/A | 400kV@ Hz | 220kV | N/A | 200 | N/A | 200 | 200 | N/A | N/A | N/A | 400kV | 220kV ( )
ABB-032 | ASEA-014/D | DDR | 1979 | VEB Stahl und Walzwerk | Brandenburg | TCR | Arc Furn | N/A | 30kV@50Hz | 600V | N/A | 125 | 100 | N/A | N/A | N/A | N/A | N/A | N/A | N/A
ABB-033 | ASEA11 | Argentina | 1983 | SEGBA | Rodriquez I | TSC+TCR+MSR | SS | N/A | 500kV@ Hz | 132kV | 12 | 426 | 160 | 160 | 320 | N/A | N/A | N/A | N/A | N/A
ABB-034 | ASEA-016/D | Czechoslovakia | 1980 | Vitkovice | Ostrava | TCR | Arc Furn | N/A | 22kV@50Hz | 600V | N/A | 40 | 40 | N/A | N/A | N/A | N/A | N/A | N/A | N/A
ABB-035 | ASEA12 | Argentina | 1983 | SEGBA | Rodriquez II | TSC+TCR+MSR | SS | N/A | 500kV@ Hz | 132kV | 12 | 426 | 160 | 160 | 320 | N/A | N/A | N/A | N/A | N/A
ABB-036 | ASEA-020/D | Greece | 1980 | Halyvourgia Thessalias | Volos | TCR | Arc Furn | N/A | 15kV@50Hz | 600V | N/A | 31 | 25 | N/A | N/A | N/A | N/A | N/A | N/A | N/A
ABB-037 | ASEA13 | Australia | 1983 | SECV | Rowville I | TSC+TCR | SS+DS | N/A | 220kV@ Hz | N/A | N/A | 160 | 60 | 100 | 160 | N/A | N/A | N/A | N/A | N/A
ABB-038 | ASEA-017/D | Nigeria | 1980 | FMI | Delta Steel I | TCR | Arc Furn | N/A | 33kV@50Hz | 600V | N/A | 121 | 121 | N/A | N/A | N/A | N/A | N/A | N/A | N/A
ABB-039 | ASEA14 | Australia | 1983 | SECV | Rowville II | TSC+TCR | SS+DS | N/A | 220kV@ Hz | N/A | N/A | 160 | 60 | 100 | 160 | N/A | N/A | N/A | N/A | N/A
ABB-040 | ASEA-018/D | Nigeria | 1980 | FMI | Delta Steel II | TCR | Arc Furn | N/A | 33kV@50Hz | 600V | N/A | 121 | 121 | N/A | N/A | N/A | N/A | N/A | N/A | N/A
ABB-041 | BBC19 | Libya | 1983 | Secretariate of Electricity, Libya | Tripoli | TCR+FC | VC+DS | (Local&Remote) | 230kV@50Hz | N/A | 6 | 75 | N/A | N/A | N/A | N/A | N/A | 50MVA N/A; 3 | 220kV | 20.7kV
ABB-042 | ASEA-019/D | Nigeria | 1980 | FMI | Delta Steel III | TCR | Arc Furn | N/A | 33kV@50Hz | 600V | N/A | 121 | 121 | N/A | N/A | N/A | N/A | N/A | N/A | N/A
ABB-043 | BBC20 | Libya | 1983 | Secretariate of Electricity, Libya | Tripoli | TCR+FC | VC+DS | (Local&Remote) | 230kV@50Hz | N/A | 6 | 75 | N/A | N/A | N/A | N/A | N/A | 50MVA N/A; 3 | 220kV | 20.7kV
ABB-044 | ASEA-015/D | Sweden | 1980 | SSPB | Slite | TCR | AC Drive | N/A | 6kV@50Hz | 600V | N/A | 10 | 10 | N/A | N/A | N/A | N/A | N/A | N/A | N/A
ABB-045 | BBC21 | Libya | 1983 | Secretariate of Electricity, Libya | Tripoli | TCR+FC | VC+DS | (Local&Remote) | 230kV@50Hz | N/A | 6 | 75 | N/A | N/A | N/A | N/A | N/A | 50MVA N/A; 3 | 220kV | 20.7kV
ABB-046 | BBC13 | Turkey | 1980 | Cucurova Celic Endustrisi, Istanbul | Izmir I | TCR+FC | FRL/Arc. Furn. | (Local) | 35kV@50Hz | 34.5kV | 6 | 2 | 25 | 40 | 65 | 50mm3.5kV 661a; W | 3H,5H,7H,7H | 25MVA ONAF; 3 | 34.5kV | 5.6kV
ABB-047 | BBC22 | Libya | 1983 | Secretariate of Electricity, Libya | Tripoli | TCR+FC | VC+DS | (Local&Remote) | 230kV@50Hz | N/A | 6 | 75 | N/A | N/A | N/A | N/A | N/A | 50MVA N/A; 3 | 220kV | 20.7kV
ABB-048 | BBC14 | Turkey | 1980 | Cucurova Celic Endustrisi, Istanbul | Izmir II | TCR+FC | TCR+FC | (Local) | 35kV@50Hz | N/A | 6 | 40 | N/A | N/A | N/A | N/A | N/A | 25MVA ONAF; 3 | 34.5kV | 5.6kV
ABB-049 | BBC17 | Canada | 1984 | Hydro-Quebec | Chateauguay | TCR+TSC | FRL | (Local) | 120kV@60Hz | 12.5kV | 12 | 270 | 120 | 150 | 270 | 100mm4.4kV 2200a; W | 5H | 200MVA OFAF; 3 | 120kV | 12.5kV
ABB-050 | WEST04 | USA | 1980 | Lukens Steel | Coatesville Penns | TCR+FC | FRL | (Local) | 14.4kV@60Hz | 14.4kV | 6 | 0/+100 | 100 (TCR) | 100 (FC) | 100 | 50mm2.6kV 600a; W | 2H,3H,4H,5H | N/A | N/A | N/A
ABB-051 | BBC18 | Canada | 1984 | Hydro-Quebec | Chateauguay | TCR+TSC | FRL | (Local) | 120kV@60Hz | 12.5kV | 12 | 270 | 120 | 150 | N/A | N/A | N/A | 200MVA OFAF; 3 | 120kV | 12.5kV
ABB-052 | WEST05 | USA | 1980 | Florida Steel | Croft N C | TCR+FC | FRL | (Local) | 13.2kV@60Hz | 13.2kV | 6 | 0/+60 | 60 (TCR) | 60 (FC) | 60 | 50mm2.6kV 800a; W | 2H,3H,4H,5H | N/A | N/A | N/A
ABB-053 | ASEA15 | Canada | 1984 | Hydro-Quebec | La Verendrye I | TSC+TCR | SS+DS | N/A | 735kV@ Hz | N/A | N/A | 445 | 115 | 300 | 445 | N/A | N/A | N/A | N/A | N/A
ABB-054 | ASEA-022/D | DDR | 1981 | VEB Kaltwalzwerk | Oranienburg | TCR | Rolling Mill | N/A | 15kV@50Hz | 600V | N/A | 17 | 10 | N/A | N/A | N/A | N/A | N/A | N/A | N/A
ABB-055 | ASEA16 | Canada | 1984 | Hydro-Quebec | La Verendrye II | TSC+TCR | SS+DS | N/A | 735kV@ Hz | N/A | N/A | 445 | 115 | 300 | 445 | N/A | N/A | N/A | N/A | N/A
ABB-056 | BBC15 | Malaysia | 1981 | Amalgamated-Steel-Mills, Petalingjaya | ASM, Petalingjaya | TCR+FC | FRL/Arc. Furn. | (Local) | 132kV@50Hz | 15.0kV | 6 | 50 | 50 | 37 | 87 | 50mm3.5kV 661a; W | 2H,3H,5H,7H | None | 15kV | N/A
ABB-057 | BBC23 | Norway | 1984 | NVE | Rod | TCR+TSC | VC | (Local&Remote) | 420kV@50Hz | 16.3kV | 12 | 500 | 250 | N/A | 250 | 100mm4.4kV 2200a; W | N/A | 250MVA OFAF; 3 | 420kV | 16.0kV
ABB-058 | ASEA-025/D | Spain | 1981 | Hidro Nitro Espanola | Monzon | TCR | Arc Furn | N/A | 66kV@50Hz | 15.0kV | N/A | 99 | 60 | N/A | N/A | N/A | N/A | N/A | N/A | N/A
ABB-059 | WEST17 | USA | 1984 | Plains Elec. G&T | Clapham | TCR+FC | VC | (Local&Remote) | 115kV@60Hz | 12.5kV | 6 | -25/+25 | 50 (TCR) | 25 (FC) | 50 | 50mm2.6kV 800a; W | 5H,7H,11H | 15/20/25MVA; 3 | 115kV | 12.47kV | Retrofitted by Siemens
ABB-060 | ASEA-021/D | Sweden | 1981 | Swedish Steel AB | Borlange | TCR | Rolling Mill | N/A | 10kV@50Hz | 600V | N/A | 50 | 30 | N/A | N/A | N/A | N/A | N/A | N/A | N/A
ABB-061 | WEST14 | USA | 1985 | Tucson Elec. Power | Springerville Unit #1 | TCR | DSSR | (Local&Remote) | 19kV@60Hz | 11.0kV | 12 | -120/0 | 120 (TCR) | 0 | 120 | 50mm2.6kV 600a; W | None | 24MVA OA; 3 | 22kV | 11kV
ABB-062 | WEST08 | USA | 1981 | Bethlehem Steel | Franklin EF #10, Johnstown Penns | TCR+FC | FRL | (Local) | 34.5kV@60Hz | 34.5kV | 12 | -20/+105 | 125 (TCR) | 105 (FC) | 125 | 50mm2.6kV 600a; W | 2H,3H,4H,5H | 24 MVA OA; 3 | 22kV | 11kV
ABB-063 | ASEA28 | Canada | 1985 | Alberta Power | Bonnyville | TSC+TCR | N/A | N/A | 144kV@ Hz | N/A | N/A | 55 | N/A | N/A | 50 | N/A | N/A | N/A | N/A | N/A
ABB-064 | WEST09 | USA | 1981 | Bethlehem Steel | Franklin EF #20, Johnstown Penns | TCR+FC | FRL | (Local) | 34.5kV@60Hz | 34.5kV | 6 | -20/+105 | 125 (TCR) | 105 (FC) | 125 | 50mm2.6kV 600a; W | 2H,3H,4H,5H | N/A | N/A | N/A
ABB-065 | ASEA26 | Canada | 1985 | Hydro-Quebec | Chibougamau I | TSC+TCR | SS+DS | N/A | 735kV@ Hz | N/A | N/A | 445 | 115 | 330 | 445 | N/A | N/A | N/A | N/A | N/A
ABB-066 | WEST11 | USA | 1981 | Mountain Energy(EPRI Contract) | N/A | TCR+FC | FRL | (Local) | 11.5kV@60Hz | 11.5kV | 6 | 0/+8.5 | 8.5 (TCR) | 8.5 FC | 8.5 | 50mm2.6kV 600a; W | 5H,7H,11H,13H,HF | N/A | N/A | N/A
ABB-067 | ASEA27 | Canada | 1985 | Hydro-Quebec | Chibougamau II | TSC+TCR | SS+DS | N/A | 735kV@ Hz | N/A | N/A | 445 | 115 | 330 | 445 | N/A | N/A | N/A | N/A | N/A
ABB-068 | WEST10 | USA | 1981 | Structural Metals | Seguin Texas | TCR+FC | FRL | (Local) | 13.2kV@60Hz | 13.2kV | 6 | 0/+60 | 60 (TCR) | 60 (FC) | 60 | 50mm2.6kV 800a; W | 2H,3H,4H,5H | N/A | N/A | N/A
ABB-069 | WEST19 | Canada | 1985 | TransAlta Utilities Corp. | Langdon | TCR+TSC+FC | VC | (Local&Remote) | 240kV@60Hz | 20.0kV | 12 | -250/+250 | 300 (TCR) | 200 (TSC),50 (FC) | 500 | 100mm4.2kV 3000a; Wtcr<-75mm4.2kV1125a;Wtsc | 11H,13H,23H(2 SYS.) | 150/200/250MVA; 3 | 240kV | 20kV
ABB-070 | ASEA-026/D | Australia | 1982 | Smorgons Consolidated Industries | Victoria | TCR | Arc Furn | N/A | 22kV@50Hz | 600V | N/A | 54 | 5.3 | N/A | N/A | N/A | N/A | N/A | N/A | N/A
ABB-071 | ASEA18 | Venezuela | 1985 | EDELCA | San Geronimo | TSC+TCR | SS | N/A | 765kV@60Hz | N/A | N/A | 580 | 280 | 300 | 580 | N/A | N/A | N/A | N/A | N/A
ABB-072 | ASEA-027/D | Canada | 1982 | Les Mines Seleine | Dauphine, Quebec | TCR | Arc Furn | N/A | 0.48kV@60Hz | 600V | N/A | 1.6 | 49 | N/A | N/A | N/A | N/A | N/A | N/A | N/A
ABB-073 | ASEA19 | Venezuela | 1985 | EDELCA | La Horqueta | TSC+TCR | SS | N/A | 765kV@60Hz | N/A | N/A | 580 | N/A | N/A | 580 | N/A | N/A | N/A | N/A | N/A
ABB-074 | ASEA-028/D | Malaysia | 1982 | Amalgamated Steel | Kuala Lumpur | TCR | Arc Furn | N/A | 15kV@50Hz | 600V | N/A | 50 | 0.6 | N/A | N/A | N/A | N/A | N/A | N/A | N/A
ABB-075 | ASEA29 | Australia | 1986 | Electricity Comm. of New South Wales | Broken Hill I | TCR+FC | N/A | N/A | 220kV@50Hz | N/A | N/A | 50 | N/A | N/A | 50 | N/A | N/A | N/A | N/A | N/A
ABB-076 | WEST12 | USA | 1982 | Cathedral Bluffs Shale | Rifle Colorado | TCR+FC | FRL | (Local) | 13.2kV@60Hz | 13.2kV | 6 | 0/+15 | 15 (TCR) | 15 (FC) | 15 | 50mm2.6kV 600a; W | 5H,7H,11H | N/A | N/A | N/A
ABB-077 | ASEA30 | Australia | 1986 | Electricity Comm. of New South Wales | Broken Hill II | TCR+FC | N/A | N/A | 220kV@ Hz | N/A | N/A | 50 | N/A | N/A | 50 | N/A | N/A | N/A | N/A | N/A
ABB-078 | ASEA-029/D | Canada | 1983 | DOFASCO | Hamilton I, Ontario | TCR | Rolling Mill | N/A | 14kV@60Hz | 600V | N/A | 95 | 50 | N/A | N/A | N/A | N/A | N/A | N/A | N/A
ABB-079 | ASEA38 | Australia | 1986 | QEC | Coppabella | TCR+FC | N/A | N/A | 132kV@ Hz | N/A | N/A | 93 | N/A | N/A | N/A | N/A | N/A | N/A | N/A | N/A
ABB-080 | ASEA-030/D | Spain | 1983 | Marcial Ucin | Azpeitia | TCR | Arc Furn | N/A | 30kV@50Hz | 600V | N/A | 56 | 60 | N/A | N/A | N/A | N/A | N/A | N/A | N/A
ABB-081 | ASEA35 | Australia | 1986 | QEC | Dingo | TCR+FC | N/A | N/A | 132kV@ Hz | N/A | N/A | 69 | N/A | N/A | N/A | N/A | N/A | N/A | N/A | N/A
ABB-082 | ASEA-031/D | Brazil | 1984 | Sid. Mendes Junior | Juiz de Fora I | TCR | Arc Furn | N/A | 22kV@50Hz | 600V | N/A | 51 | 45 | N/A | N/A | N/A | N/A | N/A | N/A | N/A
ABB-083 | ASEA34 | Australia | 1986 | QEC | Grantliegh | TCR+FC | N/A | N/A | 132kV@ Hz | N/A | N/A | 51 | N/A | N/A | N/A | N/A | N/A | N/A | N/A | N/A
ABB-084 | ASEA-036/D | Turkey | 1984 | Colakoglu Metalurji | Gebze | TCR | Arc Furn | N/A | 34.5kV@50Hz | 600V | N/A | 40 | 30 | N/A | N/A | N/A | N/A | N/A | N/A | N/A
ABB-085 | ASEA41 | Australia | 1986 | SECV | Horsham | TSC+TCR | N/A | N/A | 220kV@50Hz | N/A | N/A | 75 | N/A | N/A | 75 | N/A | N/A | N/A | N/A | N/A
ABB-086 | ASEA-035/D | Turkey | 1984 | ICDAS | Istanbul I | TCR | Arc Furn | N/A | 34.5kV@50Hz | 600V | N/A | 30 | 120 | N/A | N/A | N/A | N/A | N/A | N/A | N/A
ABB-087 | ASEA42 | Australia | 1986 | SECV | Kerang | TSC+TCR | N/A | N/A | 220kV@50Hz | N/A | N/A | 75 | N/A | N/A | 75 | N/A | N/A | N/A | N/A | N/A
ABB-088 | ASEA-037/D | Turkey | 1984 | Metas | Izmir | TCR | Arc Furn | N/A | 35kV@50Hz | 10.0kV | N/A | 41 | 40 | N/A | N/A | N/A | N/A | N/A | N/A | N/A
ABB-089 | ASEA37 | Australia | 1986 | QEC | Oonooie | TCR+FC | N/A | N/A | 132kV@ Hz | N/A | N/A | 93 | N/A | N/A | N/A | N/A | N/A | N/A | N/A | N/A
ABB-090 | WEST16 | USA | 1984 | Timken | Canton Ohio | TCR+FC | FRL | (Local) | 34.5kV@60Hz | 34.5kV | 6 | 0/+85 | 85 (TCR) | 85 (FC) | 85 | 50mm2.6kV 800a; W | 2H,3H,4H,5H | N/A | N/A | N/A
ABB-091 | ASEA45 | Bulgaria | 1986 | Energoimpex | Dobrudja I | TCR+MSC | N/A | N/A | 400kV@ Hz | N/A | N/A | 300 | N/A | N/A | 100 | N/A | N/A | N/A | N/A | N/A
ABB-092 | WEST18 | USA | 1984 | Westinghouse Transportation Div. | West Mifflin Penn | TCR+FC | FRL | (Local) | 4.2kV@60Hz | 4.2kV | 6 | 0/+10 | 10 (TCR) | 10 (FC) | 10 | 50mm2.6kV 600a; W | 5H,7H,11H | N/A | N/A | N/A
ABB-093 | ASEA23 | Libya | 1986 | SOE | Sebha I | TSC+TCR | SS | N/A | 220kV@ Hz | N/A | N/A | 90 | 60 | 30 | 90 | N/A | N/A | N/A | N/A | N/A
ABB-094 | ASEA-032/D | Soviet Union | 1984 | OMEK | Kursk I | TCR | Arc Furn | N/A | 110kV@50Hz | 600V | N/A | 125 | 45 | N/A | N/A | N/A | N/A | N/A | N/A | N/A
ABB-095 | ASEA24 | Libya | 1986 | SOE | Sebha II | TSC+TCR | SS | N/A | 220kV@ Hz | N/A | N/A | 90 | 60 | 30 | 90 | N/A | N/A | N/A | N/A | N/A
ABB-096 | ASEA-033/D | Soviet Union | 1984 | OEMK | Kursk II | TCR | Arc Furn | N/A | 110kV@50Hz | 600V | N/A | 125 | 90 | N/A | N/A | N/A | N/A | N/A | N/A | N/A
ABB-097 | BBC31 | Saudi Arabia | 1986 | SCECO-EAST | Shedgum | TCR | VC+DS | (Local&Remote) | 380kV@50Hz | 12.0kV | 12 | 200 | 200 | 0 | 200 | 100mm4.4kV 2200a; W | N/A | 200MVA ONAF; 3 | 380kV | 12.0kV
ABB-098 | ASEA-034/D | Soviet Union | 1984 | BMZ | Shlobin | TCR | Arc Furn | N/A | 33kV@50Hz | 600V | N/A | 130 | 90 | N/A | N/A | N/A | N/A | N/A | N/A | N/A
ABB-099 | ASEA43 | Sweden | 1986 | Swedish State Power Board | Oxelosund | TCR+FC | N/A | N/A | 132kV@ Hz | N/A | N/A | 25 | N/A | N/A | 25 | N/A | N/A | N/A | N/A | N/A
ABB-100 | ASEA-049/D | France | 1985 | Usinor | Dunkerque | TCR | Rolling Mill | N/A | 90kV@50Hz | 600V | N/A | 66 | 66 | N/A | N/A | N/A | N/A | N/A | N/A | N/A
ABB-101 | ASEA44 | Thailand | 1986 | EGAT | Chumphon | TSC+TCR | N/A | N/A | 115kV@ Hz | N/A | N/A | 80 | N/A | N/A | 80 | N/A | N/A | N/A | N/A | N/A
ABB-102 | ASEA-046/D | Greece | 1985 | Halyps | Volos | TCR | Arc Furn | N/A | 20kV@50Hz | 600V | N/A | 36 | 32 | N/A | N/A | N/A | N/A | N/A | N/A | N/A
ABB-103 | ASEA33 | USA | 1986 | Kansas Gas & Electric Company | Gordon Evans, Wichita | TSC+TCR | SS+DS | N/A | 138kV@ Hz | N/A | N/A | 300 | N/A | N/A | N/A | N/A | N/A | N/A | N/A | N/A
ABB-104 | ASEA-045/D | New Zealand | 1985 | New Zealand Steel | South Auckland | TCR | Arc Furn | N/A | 33kV@50Hz | 600V | N/A | 30 | 30 | N/A | N/A | N/A | N/A | N/A | N/A | N/A
ABB-105 | ASEA32 | USA | 1986 | Kansas Gas & Electric Company | Murray Gill, Wichita | TSC+TCR | SS+DS | N/A | 138kV@ Hz | 225kV | N/A | 225 | N/A | N/A | N/A | N/A | N/A | N/A | N/A | N/A
ABB-106 | ASEA-039/D | Nigeria | 1985 | Ajaokuta Steel Mill | Ajaokuta II | TCR | Rolling Mill | N/A | 11kV@50Hz | 66.0kV | N/A | 20.4 | 9 | N/A | N/A | N/A | N/A | N/A | N/A | N/A
ABB-107 | ASEA36 | Australia | 1987 | QEC | Blackwater/Rangal | TCR+FC | N/A | N/A | 132kV@ Hz | N/A | N/A | 51 | N/A | N/A | N/A | N/A | N/A | N/A | N/A | N/A
ABB-108 | ASEA-038/D | Nigeria | 1985 | Ajaokuta Steel Mill | Ajaokuta I | TCR | Rolling Mill | N/A | 11kV@50Hz | 15.0kV | N/A | 15.2 | 7 | N/A | N/A | N/A | N/A | N/A | N/A | N/A
ABB-109 | ASEA39 | Australia | 1987 | QEC | Dysart | TCR+FC | N/A | N/A | 132kV@ Hz | N/A | N/A | 69 | N/A | N/A | N/A | N/A | N/A | N/A | N/A | N/A
ABB-110 | ASEA-047/D | Spain | 1985 | Siderurgica Sevillana | Sevilla | TCR | Arc Furn | N/A | 16.3kV@50Hz | 600V | N/A | 80 | 60 | N/A | N/A | N/A | N/A | N/A | N/A | N/A
ABB-111 | ASEA47 | Australia | 1987 | QEC | Gregory | TCR+FC | N/A | N/A | 132kV@ Hz | N/A | N/A | 51 | N/A | N/A | 51 | N/A | N/A | N/A | N/A | N/A
ABB-112 | ASEA-050/D | Sweden | 1985 | Avesta AB | Degerfors | TCR | Arc Furn | N/A | 20kV@50Hz | 600V | N/A | 60 | 60 | N/A | N/A | N/A | N/A | N/A | N/A | N/A
ABB-113 | ASEA40 | Australia | 1987 | QEC | Morahbah | TCR+FC | N/A | N/A | 132kV@ Hz | N/A | N/A | 93 | N/A | N/A | N/A | N/A | N/A | N/A | N/A | N/A
ABB-114 | ASEA-048/D | Turkey | 1985 | Habas | Izmir | TCR | Arc Furn | N/A | 35kV@50Hz | 600V | N/A | 60 | 60 | N/A | N/A | N/A | N/A | N/A | N/A | N/A
ABB-115 | ASEA48 | Australia | 1987 | QEC | Mt. McLaren | TCR+FC | N/A | N/A | 132kV@ Hz | N/A | N/A | 51 | N/A | N/A | 51 | N/A | N/A | N/A | N/A | N/A
ABB-116 | ASEA-043/D | Great Britain | 1985 | British Steel | Port Talbot I | TCR | Rolling Mill | N/A | 11kV@50Hz | 600V | N/A | 42 | 42 | N/A | N/A | N/A | N/A | N/A | N/A | N/A
ABB-117 | ASEA55 | Australia | 1987 | QEC | Nebo | TSC+TCR | N/A | N/A | 275kV@ Hz | N/A | N/A | 340 | N/A | N/A | 340 | N/A | N/A | N/A | N/A | N/A
ABB-118 | ASEA-044/D | Great Britain | 1985 | British Steel | Port Talbot II | TCR | Rolling Mill | N/A | 11kV@50Hz | 600V | N/A | 42 | 42 | N/A | N/A | N/A | N/A | N/A | N/A | N/A
ABB-119 | ASEA46 | Bulgaria | 1987 | Energoimpex | Dobrudja II | TCR+MSC | N/A | N/A | 400kV@ Hz | N/A | N/A | 300 | N/A | N/A | 100 | N/A | N/A | N/A | N/A | N/A
ABB-120 | ASEA-051/D | Bulgaria | 1986 | Lenin Steel Works | Steel Works I, Pernik | TCR | Arc Furn | N/A | 38kV@60Hz | N/A | N/A | 58 | 45 | N/A | N/A | N/A | N/A | N/A | N/A | N/A
ABB-121 | BBC44 | China | 1987 | Guangdong General Power Company | Guangdong | TCR+FC+BSC | VC+DS | (Local&Remote) | 500kV@50Hz | N/A | 6 | 290 | N/A | N/A | N/A | N/A | N/A | Not Included | N/A | 15.7kV
ABB-122 | WEST13 | Canada | 1986 | Algoma Steel Corp | Salut Ste Marie | TCR+FC | FRL | (Local) | 11.5kV@60Hz | 11.5kV | 6 | 0/+20 | 20 (TCR) | 20 (FC) | 20 | 50mm2.6kV 600a; W | 3H,5H,7H | N/A | N/A | N/A
ABB-123 | ABB09 | China | 1987 | China National Technical Import Corp. | Shenyang | TCR+TSC | N/A | N/A | 500kV@50Hz |  | N/A | 270 | 270 | N/A | 105 | N/A | N/A | N/A | N/A | N/A
ABB-124 | ASEA-057/D | Italy | 1986 | Acciaierie Tanaro | Lesegno | TCR | Arc Furn | N/A | 30kV@50Hz | 600V | N/A | 40 | 40 | N/A | N/A | N/A | N/A | N/A | N/A | N/A
ABB-125 | ASEA25 | Iran | 1987 | TAVANIR | Omedieh | TSC | N/A | N/A | 420kV@ Hz | N/A | N/A | 300 | N/A | N/A | 330 | N/A | N/A | N/A | N/A | N/A
ABB-126 | ASEA-058/D | Italy | 1986 | Acciaierie Galtarossa | Verona | TCR | Arc Furn | N/A | 30kV@50Hz | 600V | N/A | 66 | 60 | N/A | N/A | N/A | N/A | N/A | N/A | N/A
ABB-127 | ASEA31 | North Yemen | 1987 | Yemen General Electric Corp. | Senaa | TCR+FC | N/A | N/A | 132kV@ Hz | 6.6kV | N/A | 80 | N/A | N/A | 30 | N/A | N/A | N/A | N/A | N/A
ABB-128 | ASEA-052/D | South Africa | 1986 | ULCO | Kimberley | TCR | Cement Plant | N/A | 11kV@50Hz | N/A | N/A | 9 | 6 | N/A | N/A | N/A | N/A | N/A | N/A | N/A
ABB-129 | BBC41 | Peru | 1987 | Electrolima I | Lima | TCR+TSC+FC | VC+DS | (Local&Remote) | 60kV@60Hz | N/A | 6 | 60 | N/A | N/A | N/A | N/A | N/A | 3x20MVA ONAF; 1 | 60kV | 10kV
ABB-130 | ASEA-053/D | South Africa | 1986 | ULCO | Kimberley | TCR | Cement Plant | N/A | 11kV@50Hz | 600V | N/A | 9 | 6 | N/A | N/A | N/A | N/A | N/A | N/A | N/A
ABB-131 | BBC42 | Peru | 1987 | Electrolima II | Lima | TCR+TSC+FC | VC+DS | (Local&Remote) | 60kV@60Hz | N/A | 6 | 90 | N/A | N/A | N/A | N/A | N/A | 3x13MVA ONAF; 1 | 60kV | 6.2kV
ABB-132 | ASEA-054/D | South Africa | 1986 | ULCO | Kimberley | TCR | Cement Plant | N/A | 11kV@50Hz | 600V | N/A | 11 | 6 | N/A | N/A | N/A | N/A | N/A | N/A | N/A
ABB-133 | BBC32 | Saudi Arabia | 1987 | SCECO-EAST | Faras | TCR | VC+DS | (Local&Remote) | 380kV@60Hz | N/A | 12 | 200 | N/A | N/A | N/A | N/A | N/A | 200MVA ONAF; 3 | 380kV | 12.0kV
ABB-134 | ASEA-055/D | Turkey | 1986 | Cukorova | Izmir III | TCR | Arc Furn | N/A | 11kV@50Hz | 600V | N/A | 80 | 80 | N/A | N/A | N/A | N/A | N/A | N/A | N/A
ABB-135 | ASEA49 | Singapore | 1987 | Public Utility Board | Kallang Basin | TCR | N/A | N/A | 230kV@ Hz | N/A | N/A | 50 | N/A | N/A | 50 | N/A | N/A | N/A | N/A | N/A
ABB-136 | ASEA-056/D | Turkey | 1986 | Cukorova | Izmir IV | TCR | Arc Furn | N/A | 35kV@50Hz | 600V | N/A | 80 | 80 | N/A | N/A | N/A | N/A | N/A | N/A | N/A
ABB-137 | ASEA50 | Singapore | 1987 | Public Utility Board | Labrador | TCR | N/A | N/A | 230kV@ Hz | N/A | N/A | 100 | N/A | N/A | 100 | N/A | N/A | N/A | N/A | N/A
ABB-138 | ASEA-062/D | Angola | 1987 | Val Sina | Luanda | TCR | Arc Furc | N/A | 15kV@50Hz | 22.0kV | N/A | 9 | 9 | N/A | N/A | N/A | N/A | N/A | N/A | N/A
ABB-139 | ASEA53 | Sri Lanka | 1987 | CEB | Galle | TCR+FC | N/A | N/A | 132kV@ Hz | N/A | N/A | 20 | N/A | N/A | 20 | N/A | N/A | N/A | N/A | N/A
ABB-140 | ASEA-071/D | Bulgaria | 1987 | Lenin Steel Works | Steel Works II, Prenik | TCR | Arc Furn | N/A | 35kV@50Hz | 30.0kV | N/A | 55 | 30 | N/A | N/A | N/A | N/A | N/A | N/A | N/A
ABB-141 | ASEA56 | Sweden | 1987 | SSPB | Hamra | TSC+TCR | N/A | N/A | 400kV@ Hz | N/A | N/A | 400 | N/A | N/A | 400 | N/A | N/A | N/A | N/A | N/A
ABB-142 | ASEA-072/D | Canada | 1987 | DOFASCO | Hamilton II, Ontario | TCR | Rolling Mill | N/A | 14kV@60Hz | 22.0kV | N/A | 40 | 30 | N/A | N/A | N/A | N/A | N/A | N/A | N/A
ABB-143 | ASEA51 | China | 1988 | CNMIEC | Zhengzhou | TCR+MSC | N/A | N/A | 500kV@ Hz | N/A | N/A | 240 | N/A | N/A | 135 | N/A | N/A | N/A | N/A | N/A
ABB-144 | ASEA-073/D | Canada | 1987 | DOFASCO | Hamilton III, Ontario | TCR | Arc Furn | N/A | 14kV@60Hz | 110kV | N/A | 30 | 30 | N/A | N/A | N/A | N/A | N/A | N/A | N/A
ABB-145 | ABB06 | India | 1988 | TENB | Madurai | TCR+TSC | N/A | N/A | 132kV@50Hz |  | N/A | 45 | 45 | N/A | 15 | N/A | N/A | N/A | N/A | N/A
ABB-146 | ASEA-068/D | China | 1987 | GISW | Guangzhou | TCR | Arc Furc | N/A | 35kV@50Hz | 600V | N/A | 35 | 35 | N/A | N/A | N/A | N/A | N/A | N/A | N/A
ABB-147 | ABB05 | India | 1988 | TNEB | Sinaropet | TCR+TSC | N/A | N/A | 132kV@50Hz |  | N/A | 45 | 45 | N/A | 15 | N/A | N/A | N/A | N/A | N/A
ABB-148 | ASEA-067/D | China | 1987 | CNTIC | Hebei | TCR | Mining | N/A | 6kV@50Hz | 600V | N/A | 13 | 13 | N/A | N/A | N/A | N/A | N/A | N/A | N/A
ABB-149 | ABB04 | India | 1988 | TNEB | Trichur | TCR+TSC | N/A | N/A | 132kV@50Hz |  | N/A | 45 | 45 | N/A | 15 | N/A | N/A | N/A | N/A | N/A
ABB-150 | ASEA-070/D | France | 1987 | Iton Seine | Bonnieres | TCR | Arc Furn | N/A | 20kV@50Hz | 14.0kV | N/A | 50 | 50 | N/A | N/A | N/A | N/A | N/A | N/A | N/A
ABB-151 | ASEA20 | Mexico | 1988 | CAVM | S.E. Planta Bombeo No3 | TSC | N/A | N/A | 115kV@ Hz | N/A | N/A | 60 | N/A | N/A | 40 | N/A | N/A | N/A | N/A | N/A
ABB-152 | ASEA-074/D | India | 1987 | Bokaro Steel | Bokaro I | TCR | Rolling Mill | N/A | 11kV@50Hz | 110kV | N/A | 45 | 30 | N/A | N/A | N/A | N/A | N/A | N/A | N/A
ABB-153 | ASEA21 | Mexico | 1988 | CAVM | S.E. Planta Bombeo No4 | TSC | N/A | N/A | 115kV@ Hz | N/A | N/A | 60 | N/A | N/A | 40 | N/A | N/A | N/A | N/A | N/A
ABB-154 | ASEA-075/D | India | 1987 | Bokaro Steel | Bokaro II | TCR | Rolling Mill | N/A | 11kV@50Hz | 33.0kV | N/A | 43 | 22.5 | N/A | N/A | N/A | N/A | N/A | N/A | N/A
ABB-155 | ASEA22 | Mexico | 1988 | CAVM | S.E. Planta Bombeo No5 | TSC | N/A | N/A | 115kV@ Hz | N/A | N/A | 60 | N/A | N/A | 40 | N/A | N/A | N/A | N/A | N/A
ABB-156 | ASEA-059/D | India | 1987 | Rourkela Steel | Rourkela I | TCR | Rolling Mill | N/A | 6.6kV@50Hz | 600V | N/A | 27 | 13 | N/A | N/A | N/A | N/A | N/A | N/A | N/A
ABB-157 | ASEA60 | Norway | 1988 | Norwegian State Bd, NVE | Nedre Rossaga | N/A | N/A | N/A | 300kV@ Hz | N/A | N/A | 320 | N/A | N/A | 320 | N/A | N/A | N/A | N/A | N/A
ABB-158 | ASEA-060/D | India | 1987 | Rourkela Steel | Rourkela II | TCR | Rolling Mill | N/A | 6.6kV@50Hz | 600V | N/A | 19 | 6.5 | N/A | N/A | N/A | N/A | N/A | N/A | N/A
ABB-159 | ASEA57 | Norway | 1988 | Norwegian State Bd, NVE | Verdal | N/A | N/A | N/A | 300kV@ Hz | N/A | N/A | 320 | N/A | N/A | 320 | N/A | N/A | N/A | N/A | N/A
ABB-160 | ASEA-076/D | India | 1987 | Bokaro Steel | Bokaro III | TCR | Rolling Mill | N/A | 11kV@50Hz | 34.5kV | N/A | 34 | 22.5 | N/A | N/A | N/A | N/A | N/A | N/A | N/A
ABB-161 | ASEA54 | Sri Lanka | 1988 | CEB | Chunnakam | TCR+FC | N/A | N/A | 132kV@ Hz | N/A | N/A | 20 | N/A | N/A | 20 | N/A | N/A | N/A | N/A | N/A
ABB-162 | ASEA-061/D | Norway | 1987 | Norsk Jerneverk | Mo I Rana | TCR | Arc Furc & Rolling Mill | N/A | 23kV@50Hz | 600V | N/A | 155 | 85 | N/A | N/A | N/A | N/A | N/A | N/A | N/A
ABB-163 | ASEA59 | Sweden | 1988 | Swedish State Power Board | Stenkullen | N/A | N/A | N/A | 400kV@50Hz | N/A | N/A | 400 | N/A | N/A | 400 | N/A | N/A | N/A | N/A | N/A
ABB-164 | ASEA-066/D | Turkey | 1987 | Diler | Gebze | TCR | Arc Furc | N/A | 35kV@50Hz | 600V | N/A | 20 | 20 | N/A | N/A | N/A | N/A | N/A | N/A | N/A
ABB-165 | ABB03 | USA | 1988 | WAPA | Fargo | TCR+TSC | N/A | N/A | 14kV@60Hz |  | N/A | 65 | 65 | N/A | 65 | N/A | N/A | N/A | N/A | N/A
ABB-166 | ASEA-063/D | Soviet Union | 1987 | BMZ | Shlobin II | TCR | Rolling Mill | N/A | 10kV@50Hz | 480V | N/A | 20 | 20 | N/A | N/A | N/A | N/A | N/A | N/A | N/A
ABB-167 | WEST20 | USA | 1988 | New York State Electric & Gas Corp. | Fraser | TCR+TSC+FC | VC+DS+SS | (Local&Remote) | 345kV@60Hz | 18.2kV | 6 | -300/+325 | 342 (TCR) | 283 (TSC),42 (FC) | 625 | 100mm4.8kV 3000a; W | 5H,7H | 65/87/108MVA; 1 | 345kV | 18.2kV | Note 1: Replaces an earlier SVC, Filter branches at 2/3, 4, 5, 7 and HP were
ABB-168 | ASEA-064/D | Soviet Union | 1987 | BMZ | Shlobin III | TCR | Rolling Mill | N/A | 10kV@50Hz | 600V | N/A | 20 | 20 | N/A | N/A | N/A | N/A | N/A | N/A | N/A
ABB-169 | ASEA61 | USA | 1988 | Niagara Mohawk Power Company | Leeds | TSC+TCR+FC | N/A | N/A | 345kV@60Hz | N/A | N/A | 600 | N/A | N/A | 570 | N/A | N/A | N/A | N/A | N/A | reused from earlier installation; plus a damping filter was added.
ABB-170 | ASEA-065/D | Soviet Union | 1987 | BMZ | Shlobin IV | TCR | Arc Furc | N/A | 33kV@50Hz | 600V | N/A | 15 | 15 | N/A | N/A | N/A | N/A | N/A | N/A | N/A
ABB-171 | WEST15 | USA | 1988 | Tucson Elec. Power | Springerville Unit #2 | TCR | DSSR | (Local&Remote) | 19kV@60Hz | 11.0kV | 12 | -120/0 | 120 (TCR) | 0 | 120 | 50mm2.6kV 600a; W | None | 24MVA OA; 3 | 22kV | 11kV
ABB-172 | ASEA-069/D | Yugoslavia | 1987 | Zelezarna Jesenice | Jesenice | TCR | Arc Furc | N/A | 35kV@50Hz | 600V | N/A | 125 | 125 | N/A | N/A | N/A | N/A | N/A | N/A | N/A
ABB-173 | ABB07 | Thailand | 1989 | EGAT | Tha Tako I | TCR+TSC | N/A | N/A | 500kV@60Hz |  | N/A | 190 | 190 | N/A | 150 | N/A | N/A | N/A | N/A | N/A
ABB-174 | ASEA-082/D | Burma | 1988 | Mining Corp. | Maymyo | TCR | Arc Furn | N/A | 33kV@50Hz | 11.0kV | N/A | 15 | 15 | N/A | N/A | N/A | N/A | N/A | N/A | N/A
ABB-175 | ABB07 | Thailand | 1989 | EGAT | Tha Tako II | TCR+TSC | N/A | N/A | 500kV@60Hz |  | N/A | 190 | 190 | N/A | 150 | N/A | N/A | N/A | N/A | N/A
ABB-176 | ASEA-077/D | Canada | 1988 | Eldor Mines | Saskatchewan | TCR | Misc. | N/A | 34.5kV@60Hz | 34.5kV | N/A | 17.5 | 17.5 | N/A | N/A | N/A | N/A | N/A | N/A | N/A
ABB-177 | ABB02 | USA | 1989 | Jersey Central Power & Light | Atlantic | TCR+TSC | N/A | N/A | 230kV@60Hz |  | N/A | 390 | 130 | N/A | 130 | N/A | N/A | N/A | N/A | N/A | *Current Distortion per IEEE-519-1992
ABB-178 | ASEA-087/D | Italy | 1988 | Acc. di Terni | Terni | TCR | Arc Furn | N/A | 15kV@50Hz | 30.0kV | N/A | 72 | 72 | N/A | N/A | N/A | N/A | N/A | N/A | N/A
ABB-179 | ABB01 | Brazil | 1990 | Electronorte | Coxipo | TCR+TSC | N/A | N/A | 230kV@60Hz | N/A | N/A | 130 | 120 | N/A | 120 | N/A | N/A | N/A | N/A | N/A
ABB-180 | ASEA-080/D | Italy | 1988 | Beltrame | Vizenza | TCR | Arc Furn | N/A | 35kV@50Hz | 11.0kV | N/A | 110 | 110 | N/A | N/A | N/A | N/A | N/A | N/A | N/A
ABB-181 | ABB11 | Canada | 1990 | Hydro-Quebec | Chamouchouane I | TCR+TSC | VC+DS+SS | (Local & Remote) | 735kV@60Hz | 16kV | 6 | -105/+300 | 145 (TCR) | 300 (TSC) | 445 | 100MM4.8kV4000a; W | None | 60/80/100MVA; 1, (11MVA Tert.) | 735kV | 16kV
ABB-182 | ASEA-083/D | Luxembourg | 1988 | Arbed | Dedelange | TCR | Arc Furn | N/A | 37kV@50Hz | 11.0kV | N/A | 32 | 32 | N/A | N/A | N/A | N/A | N/A | N/A | N/A
ABB-183 | ABB12 | Canada | 1990 | Hydro-Quebec | Chamouchouane II | TCR+TSC | VC+DS+SS | (Local & Remote) | 735kV@60Hz | 16kV | 6 | -105/+300 | 145 (TCR) | 300 (TSC) | 445 | 100MM4.8kV4000a; W | None | 60/80/100MVA; 1, (11MVA Tert.) | 735kV | 16kV
ABB-184 | ASEA-084/D | Mexico | 1988 | TAMSA | Veracruz | TCR | Arc Furn & Rolling Mill | N/A | 33kV@60Hz | 6.6kV | N/A | 100 | 100 | N/A | N/A | N/A | N/A | N/A | N/A | N/A
ABB-185 | ABB10 | USA | 1990 | Maine Electric Power Co. | Chester | TCR+TSC | N/A | N/A | 345kV@60Hz |  | N/A | 565 | 565 | N/A | 550 | N/A | N/A | N/A | N/A | N/A
ABB-186 | ASEA-079/D | Sweden | 1988 | Smedjebacken-Boxholm | Smedjebacken | TCR | Arc Furn | N/A | 20kV@50Hz | 110kV | N/A | 13 | 7 | N/A | N/A | N/A | N/A | N/A | N/A | N/A
ABB-187 | ABB08 | Brazil | 1991 | FURNAS | Barro Alto | TCR+TSC | N/A | N/A | 230kV@50Hz |  | N/A | 55 | 55 | N/A | 55 | N/A | N/A | N/A | N/A | N/A
ABB-188 | ASEA-085/D | USA | 1988 | Nucor Steel | Indiana | TCR | Arc Furn | N/A | 35kV@60Hz | 6.6kV | N/A | 140 | 140 | N/A | N/A | N/A | N/A | N/A | N/A | N/A
ABB-189 |  | Malaysia | 1991 | NEB | KI North 1 |  |  |  | 275kV@50Hz |  |  | 200
ABB-190 | ASEA-086/D | USA | 1988 | Nucor Steel | Indiana | TCR | Rolling Mill | N/A | 35kV@60Hz | 30.0kV | N/A | 80 | 80 | N/A | N/A | N/A | N/A | N/A | N/A | N/A
ABB-191 |  | Malaysia | 1991 | NEB | KI North 2 |  |  |  | 275kV@50Hz |  |  | 200
ABB-192 | ASEA-081/D | Venezuela | 1988 | Sidetur | Barquisimeto | TCR | Arc Furn | N/A | 30kV@50Hz | 11.0kV | N/A | 30 | 30 | N/A | N/A | N/A | N/A | N/A | N/A | N/A
ABB-193 |  | Malaysia | 1991 | NEB | Yong Peng |  |  |  | 275kV@50Hz |  |  | 200
ABB-194 | ASEA-096/D | Brazil | 1989 | Sid. Mendes Junior | Juiz de Fora II | TCR | Arc Furn | N/A | 22kV@50Hz | N/A | N/A | 36 | 30A | N/A | N/A | N/A | N/A | N/A | N/A | N/A
ABB-195 |  | Peru | 1991 | Soinco S.A.C.I | Tintaya |  |  |  | 138kV@60Hz |  |  | 30
ABB-196 | ASEA-093/D | Canada | 1989 | Sydney Steel | Sydney, Nova Scotia | TCR | Arc Furn | N/A | 35kV@60Hz | N/A | N/A | 140 | 140 | N/A | N/A | N/A | N/A | N/A | N/A | N/A
ABB-197 |  | India | 1992 | NTPC | Kanpur 1 |  |  |  | 400kV@50Hz |  |  | 280
ABB-198 | ASEA-092/D | China | 1989 | 1:st Heavy Machinery Works | Quiqihar | TCR | Arc Furn | N/A | 35kV@50Hz | N/A | N/A | 40 | 40 | N/A | N/A | N/A | N/A | N/A | N/A | N/A
ABB-199 |  | India | 1992 | NTPC | Kanpur 2 |  |  |  | 400kV@50Hz |  |  | 280
ABB-200 | ASEA-040/D | Iran | 1989 | NISIC | Ahwaz I | TCR | Arc Furn | N/A | 30kV@50Hz | 600V | N/A | 170 | 150 | N/A | N/A | N/A | N/A | N/A | N/A | N/A
ABB-201 |  | USA | 1992 | AEA | Daves Creek |  |  |  | 115kV@60Hz |  |  | 35
ABB-202 | ASEA-041/D | Iran | 1989 | NISIC | Ahwaz II | TCR | Arc Furn | N/A | 30kV@50Hz | 600V | N/A | 170 | 150 | N/A | N/A | N/A | N/A | N/A | N/A | N/A
ABB-203 |  | USA | 1992 | AEA | Soldatna |  |  |  | 115kV@60Hz |  |  | 110
ABB-204 | ASEA-042/D | Iran | 1989 | NISIC | Ahwaz III | TCR | Arc Furn | N/A | 30kV@50Hz | 600 | N/A | 170 | 150 | N/A | N/A | N/A | N/A | N/A | N/A | N/A
ABB-205 |  | Canada | 1993 | B.C. Hydro | Dunsmuir |  |  |  | 132kV@60Hz |  |  | 300
ABB-206 | ASEA-088/D | Korea | 1988 | Posco Iron & Steel | Pohang | TCR | Arc Furn | N/A | 22kV@50Hz | 30.0kV | N/A | 105 | 105 | N/A | N/A | N/A | N/A | N/A | N/A | N/A
ABB-207 |  | Norway | 1993 | Statnett | Sylling |  |  |  | 400kV@50Hz |  |  | 320
ABB-208 | ASEA-091/D | Spain | 1989 | Ensidesa | Aviles | TCR | Rolling Mill | N/A | 14kV@50Hz | N/A | N/A | 36 | 36 | N/A | N/A | N/A | N/A | N/A | N/A | N/A
ABB-209 |  | USA | 1993 | BPA | Keeler |  |  |  | 230kV@60Hz |  |  | 650
ABB-210 | ASEA-090/D | Turkey | 1989 | Kroman | Gebze | TCR | Arc Furn | N/A | 35kV@50Hz | N/A | N/A | 45 | 45 | N/A | N/A | N/A | N/A | N/A | N/A | N/A
ABB-211 |  | USA | 1993 | BPA | Maple Valley |  |  |  | 230kV@60Hz |  |  | 650
ABB-212 | ASEA-094/D | Turkey | 1989 | Ekinciler | Iskerendun | TCR | Arc Furn | N/A | 32kV@50Hz | N/A | N/A | 80 | 80 | N/A | N/A | N/A | N/A | N/A | N/A | N/A
ABB-213 |  | USA | 1994 | North. States Power | Forbes S/S |  |  |  | 500kV@60Hz |  |  | 800
ABB-214 | ASEA-089/D | USA | 1989 | Empire Detriot | Mansfield | TCR | Arc Furn | N/A | 35kV@60Hz | 11.0kV | N/A | 90 | 90 | N/A | N/A | N/A | N/A | N/A | N/A | N/A
ABB-215 |  | Canada | 1995 | HQ | Chamouchouane I ext. |  |  |  | 735kV@60Hz |  |  | 220
ABB-216 | ASEA-095/D | USA | 1989 | Marion Steel | Marion, Ohio | TCR | Arc Furn | N/A | 14kV@60Hz | N/A | N/A | 50 | 50 | N/A | N/A | N/A | N/A | N/A | N/A | N/A
ABB-217 |  | Canada | 1995 | HQ | Chamouchouane II ext. |  |  |  | 735kV@60Hz |  |  | 220
ABB-218 |  | Bulgaria | 1990 | Lenin Steel Worls | Pernik III | TCR | Arc Furn |  | 35kV@50Hz |  |  | 30
ABB-219 |  | Norway | 1995 | Statnett | Kristiansand |  |  |  | 300kV@50Hz |  |  | 400
ABB-220 |  | Bulgaria | 1990 | Kremikovtzy | Sofia | TCR | Arc Furn |  | 35kV@50Hz |  |  | 110
ABB-221 |  | Thailand | 1995 | EGAT | Bang Saphan |  |  |  | 230kV@60Hz |  |  | 350
ABB-222 |  | China | 1990 | Bohai Aluminium | Bohai | TCR | Rolling Mill |  | 10kV@50Hz |  |  | 36
ABB-223 |  | Zimbabwe | 1995 | ZESA | Insukamini |  |  |  | 330kV@50Hz |  |  | 300
ABB-224 | ASEA-097/D | Czechoslovakia | 1990 | Kosice Steelworks | Kosice | TCR | Rolling Mill | N/A | 110kV@50Hz | N/A | N/A | 25 | 25 | N/A | N/A | N/A | N/A | N/A | N/A | N/A
ABB-225 |  | Canada | 1996 | HQ | La Verendrye I ext. |  |  |  | 735kV@60Hz |  |  | 220
ABB-226 |  | Hong Kong | 1990 | Shiu Wing Steel | Hong Kong | TCR | Arc Furn |  | 35kV@50Hz |  |  | 30
ABB-227 |  | Canada | 1996 | HQ | La Verendrye II ext. |  |  |  | 735kV@60Hz |  |  | 220
ABB-228 |  | USA | 1990 | Keystone Steel and Wire | Peoria | TCR | Arc Furn |  | 34kV@60Hz |  |  | 165
ABB-229 |  | Great Britain | 1996 | NGC | Coventry |  |  |  | 13kV@50Hz |  |  | 60
ABB-230 |  | Austria | 1991 | Marienhuette | Graz | TCR | Arc Furn |  | 45kV@50Hz |  |  | 45
ABB-231 |  | Great Britain | 1996 | NGC | Hams Hall |  |  |  | 13kV@50Hz |  |  | 60
ABB-232 |  | China | 1991 | Tianjim Seamless Tube | Tianjin | TCR | Arc Furn |  | 34kV@50Hz |  |  | 120
ABB-233 |  | Great Britain | 1996 | NGC | Oldbury |  |  |  | 13kV@50Hz |  |  | 60
ABB-234 |  | China | 1991 | Wuyang Steelworks | Wuyang | TCR | Arc Furn |  | 35kV@50Hz |  |  | 100
ABB-235 |  | Great Britain | 1996 | NGC | Penn |  |  |  | 13kV@50Hz |  |  | 60
ABB-236 |  | Germany | 1991 | Stadtwerke | Bremen | TCR | Rolling Mill |  | 33kV@50Hz |  |  | 110
ABB-237 |  | USA | 1996 | LANL | Los Alamos |  |  |  | 115kV@60Hz |  |  | 150
ABB-238 |  | Italy | 1991 | Arvedi | Cremona | TCR | Arc Furn |  | 22kV@50Hz |  |  | 65
ABB-239 |  | Canada | 1997 | HQ | Chibougamau I ext. |  |  |  | 735kV@60Hz |  |  | 220
ABB-240 |  | Korea | 1991 | KIA | Kunsan | TCR | Arc Furn |  | 22kV@60Hz |  |  | 90
ABB-241 |  | Canada | 1997 | HQ | Chibougamau II ext. |  |  |  | 735kV@60Hz |  |  | 220
ABB-242 |  | Korea | 1991 | Kang Won Industries | Pohang | TCR | Arc Furn |  | 22kV@60Hz |  |  | 115
ABB-243 |  | Sweden | 1991 | Avesta AB | Avesta | TCR | ArcFurn+Rolling Mill |  | 10kV@50Hz |  |  | 40
ABB-244 |  | Turkey | 1991 | TKI II | Elbistan | TCR | Mining |  | 20kV@50Hz |  |  | 20
ABB-245 |  | Turkey | 1991 | TKI III | Elbistan | TCR | Mining |  | 6kV@50Hz |  |  | 10
ABB-246 |  | Turkey | 1991 | Cucurova IIA | Izmir | TCR | Arc Furn |  | 35kV@50Hz |  |  | 110
ABB-247 |  | Turkey | 1991 | Cucurova IIB | Izmir | TCR | Arc Furn |  | 35kV@50Hz |  |  | 110
ABB-248 |  | Turkey | 1991 | TKI I | Elbistan | TCR | Mining |  | 20kV@50Hz |  |  | 20
ABB-249 |  | China | 1992 | CISPC | Fuzhou | TCR | Arc Furn |  | 35kV@50Hz |  |  | 60
ABB-250 |  | Dominica | 1992 | Metaldom | Santo Domingo | TCR | Arc Furn |  | 34kV@60Hz |  |  | 55
ABB-251 |  | Italy | 1992 | Ferdofin | Brescia | TCR | Arc Furn |  | 16kV@50Hz |  |  | 110
ABB-252 |  | Malaysia | 1992 | Antara Steel | Pasir Gudang | TCR | Arc Furn |  | 33kV@50Hz |  |  | 110
ABB-253 |  | Singapore | 1992 | Natsteel | Singapore | TCR | Arc Furn |  | 22kV@50Hz |  |  | 58
ABB-254 |  | Thailand | 1992 | NTS Steel Groups | Chonburi | TCR | Arc Furn |  | 22kV@60Hz |  |  | 110
ABB-255 |  | Thailand | 1992 | Siam Construction Steel | Rayong | TCR | ArcFurn |  | 11kV@60Hz |  |  | 50
ABB-256 |  | USA | 1992 | Nucor | Blytheville AR III | TCR | Rolling Mill |  | 34kV@60Hz |  |  | 65
ABB-257 |  | USA | 1992 | Nucor | Blytheville AR IV | TCR | DC-ArcFurn |  | 34kV@60Hz |  |  | 195
ABB-258 |  | China | 1994 | Meishan Metallurg. Corp. | Meishan | TCR | Arc Furn |  | 10kV@50Hz |  |  | 45
ABB-259 |  | China | 1994 | Huanghai Iron & Steel | Yantai | TCR | Arc Furn |  | 35kV@50Hz |  |  | 45
ABB-260 |  | Iran | 1994 | NISCO | YAZD | TCR | Arc Furn |  | 33kV@50Hz |  |  | 115
ABB-261 |  | South Africa | 1994 | Columbus Joint Venture | Middelburg | TCR | Arc Furn |  | 33kV@50Hz |  |  | 165
ABB-262 |  | South Africa | 1994 | Columbus Joint Venture | Middelburg | TCR | Rolling Mill |  | 33kV@50Hz |  |  | 85
ABB-263 |  | Taiwan (China) | 1994 | Chin Tai Steel Enterpr. | Kaohsiung | TCR | Arc Furn |  | 22kV@60Hz |  |  | 75
ABB-264 |  | Thailand | 1994 | Siam Iron & Steel | Bangkok | TCR | Arc Furn |  | 11kV@60Hz |  |  | 50
ABB-265 |  | Turkey | 1994 | ICDAS | Istanbul II | TCR | Arc Furn |  | 35kV@50Hz |  |  | 105
ABB-266 |  | China | 1995 | Panzhihua Iron 6 Steel | Panzhihua | TCR | Rolling Mill |  | 11kV@50Hz |  |  | 20
ABB-267 |  | India | 1995 | Salem Steel Plant | Salem | TCR | Rolling Mill |  | 25kV@50Hz |  |  | 25
ABB-268 |  | USA | 1995 | North Star | West Coast Steel Plant, Kingman | TCR | Arc Furn |  | 34,5kV@60Hz |  |  | 95
ABB-269 |  | Korea | 1996 | Posco Stainless Steel Plant | Posco | TCR | Arc Furn |  | 22kV@60Hz |  |  | 120
ABB-270 |  | Korea | 1996 | Hanbo Steel | Dangjin-Kun 1 | TCR | Arc Furn(DC) |  | 33kV@60Hz |  |  | 80
ABB-271 |  | Korea | 1996 | Hanbo Steel | Dangjin-Kun 2 | TCR | Arc Furn(DC) |  | 33kV@60Hz |  |  | 80
ABB-272 |  | Korea | 1996 | Hanbo Steel | Dangjin-Kun 3 | TCR | Arc Furn(DC) |  | 33kV@60Hz |  |  | 80
ABB-273 |  | Korea | 1996 | Hanbo Steel | Dangjin-Kun 4 | TCR | Arc Furn(DC) |  | 33kV@60Hz |  |  | 80
ABB-274 |  | Korea | 1996 | Hanbo Steel | Dangjin-Kun 5 | TCR | Arc Furn(DC) |  | 33kV@60Hz |  |  | 80
ABB-275 |  | Korea | 1997 | Hanbo Steel | Dangjin-Kun 6 | TCR | Arc Furn |  | 22kV@60Hz |  |  | 90
ABB-276 |  | Algeria | 1997 | Sonelgaz |  | TCR |  |  | 220 kV |  |  | 50
ABB-277 |  | Algeria | 1997 | Sonelgaz |  | TCR |  |  | 220 kV |  |  | 50
ABB-278 |  | Algeria | 1997 | Sonelgaz |  | TCR |  |  | 220 kV |  |  | 50
ABB-279 |  | Canada | 1997 | Hydro Quebec | Chibougamau I ext. | TCR |  |  | 735 kV |  |  | 220
ABB-280 |  | Canada | 1997 | Hydro Quebec | Chibougamau II ext. | TCR |  |  | 735 kV |  |  | 220
ABB-281 |  | Iran | 1997 | Nisco | Yazd | TCR | Rolling Mill |  | 33 kV |  |  | 115
ABB-282 |  | Mexico | 1997 | CFE | Escarcega | TCR |  |  | 230 kV |  |  | 200
ABB-283 |  | Mexico | 1997 | CFE | Xul Ha | TCR |  |  | 115 kV |  |  | 60
ABB-284 |  | South Africa | 1997 | Saldanha Steel |  | TCR | Rolling Mill |  | 33 kV |  |  | 60
ABB-285 |  | South Africa | 1997 | Saldanha Steel |  | TCR | Arc Furn |  | 33 kV |  |  | 165
ABB-286 |  | Sweden | 1997 | SSAB - Oxelösund |  | TCR | Rolling Mill |  | 21 kV |  |  | 72
ABB-287 |  | Thailand | 1997 | Nakornthai Strip Mill - NSM | Chonburi | TCR | Arc Furnace |  | 33 kV |  |  | 160
ABB-288 |  | Thailand | 1997 | Nakornthai Strip Mill - NSM | Chonburi | TCR | Rolling Mill |  | 33 kV |  |  | 55
ABB-289 |  | Thailand | 1997 | UMC - Union Metal |  | TCR | Arc Furnace |  | 22 kV |  |  | 60
ABB-290 |  | USA | 1997 | Virginia Power | Colington | TCR |  |  | 115 kV |  |  | 216
ABB-291 |  | USA | 1997 | Nucor, Nebraska | Nucor | TCR | Arc Furn |  | 35 kV |  |  | 106
ABB-292 |  | Canada | 1998 | IPSCO - IPSCO |  | TCR | Arc Furn |  | 15 kV |  |  | 75
ABB-293 |  | China | 1998 | JISCO - JISCO |  | TCR | Arc Furn |  | 10 kV |  |  | 30
ABB-294 |  | Malaysia | 1998 | Megasteel - Megasteel |  | TCR | Rolling Mill |  | 33 kV |  |  | 46
ABB-295 |  | Malaysia | 1998 | Megasteel - Megasteel |  | TCR | Arc Furn |  | 33 kV |  |  | 190
ABB-296 |  | Malaysia | 1998 | Megasteel - Megasteel |  | TCR | Arc Furn |  | 33 kV |  |  | 95
ABB-297 |  | S. Korea | 1998 | POSCO | Kwang Yang Minimill I | TCR | Rolling Mill |  | 22 kV |  |  | 83
ABB-298 |  | S. Korea | 1998 | POSCO | Kwang Yang Minimill III | TCR | Rolling Mill |  | 22 kV |  |  | 83
ABB-299 |  | S. Korea | 1998 | POSCO | Kwang Yang Minimill IIII | TCR | Rolling Mill |  | 22 kV |  |  | 83
ABB-300 |  | S. Korea | 1998 | POSCO | Kwang Yang Minimill II | TCR | Rolling Mill |  | 22 kV |  |  | 83
ABB-301 |  | South Africa | 1998 | Namakwa Sands | Namakwa Steel | TCR | Arc Furnace |  | 33 kV |  |  | 86
ABB-302 |  | Sweden | 1998 | SSAB - Borlänge |  | TCR | Rolling Mill |  | 11 kV |  |  | 55
ABB-303 |  | China | 1999 | Anyang Iron & Steel Co. | Anyang | TCR | Arc Furnace |  | 33 kV |  |  | 50
ABB-304 |  | Germany | 1999 | Schwermetall Halbzeugwerk |  | TCR | Rolling Mill |  | 10 kV |  |  | 24
ABB-305 |  | Mexico | 1999 | CFE | Güemez | TCR |  |  | 400 kV |  |  | 450
ABB-306 |  | Mexico | 1999 | CFE | Texcoco | TCR |  |  | 400 kV |  |  | 450
ABB-307 |  | Mexico | 1999 | CFE | Nizuc | TCR |  |  | 115 kV |  |  | 151
ABB-308 |  | Mexico | 1999 | CFE | Topilejo | TCR |  |  | 400 kV |  |  | 450
ABB-309 |  | S. Korea | 1999 | KEPCO | Seo-Daegu | TCR |  |  | 345 kV |  |  | 200
ABB-310 |  | Saudi Arabia | 1999 | SCECO C | Riyadh I | TCR |  |  | 380 kV |  |  | 150
ABB-311 |  | Saudi Arabia | 1999 | SCECO C | Riyadh II | TCR |  |  | 380 kV |  |  | 150
ABB-312 |  | Sweden | 1999 | Uddeholm Tooling | Hagfors SVC Light | VSC | Arc Furnace |  | 11 kV |  |  | 44 | 0 | 44 | 44
ABB-313 |  | Australia | 2000 | Powerlink | Blackwall | TCR |  |  | 275 kV |  |  | 300
ABB-314 |  | Australia | 2000 | Powerlink | Braemar | TCR |  |  | 275 kV |  |  | 230
ABB-315 |  | China | 2000 | Panzhihua Iron & Steel | Panzhihua 2 | TCR | Rolling Mill |  | 11 kV |  |  | 55
ABB-316 |  | Germany | 2000 | RWE Energie | RWE SVC Light | VSC | Arc Furnace |  | 20 kV |  |  | 38 | 0 | 38 | 38
ABB-317 |  | Namibia | 2000 | NamPower | AUAS | TCR |  |  | 400kV |  |  | 330
ABB-318 |  | Spain | 2000 | Aceralia Co. | Siderurgica-Aceralia | TCR | Arc Furnace |  | 30 kV |  |  | 72
ABB-319 |  | Sweden | 2000 | Vattenfall AB | Hofors | TCR | Arc Furnace |  | 33 kV |  |  | 105
ABB-320 |  | Turkey | 2000 | Diler Demir Celik |  | TCR | Arc Furnace |  | 33 kV |  |  | 100
ABB-321 |  | USA | 2000 | Black & Veatch, Connectiv | Nelson, Delaware | TCR |  |  | 138 kV |  |  | 250
ABB-322 |  | USA | 2000 | CSW | Eagle Pass BtB | TCr |  |  | 138 kV |  |  | 50
ABB-323 |  | USA | 2000 | Connectiv | Indian River, Delaware | TCR |  |  | 230 kV |  |  | 300
ABB-324 |  | Great Britain | 2001 | LES - CTRL | Singlewell 2 | TCR |  |  | 25 kV |  |  | 45
ABB-325 |  | Great Britain | 2001 | LES - CTRL | Sellindge Load balancer | TCR |  |  | 33 kV |  |  | 252
ABB-326 |  | Great Britain | 2001 | LES - CTRL | Singlewell I | TCR |  |  | 25 kV |  |  | 45
ABB-327 |  | Peru | 2001 | Antamina | Vizcarra | TCR |  |  | 220 kV |  |  | 135
ABB-328 |  | Turkey | 2001 | Kaptan Demir Celik | Kaptan | TCR | Arc Furnace |  | 33 kV |  |  | 100
ABB-329 |  | China | 2002 | Meishan Steel | Meishan 2 | TCR | Arc Furnace |  | 30 kV |  |  | 22
ABB-330 |  | China | 2002 | Taiyuan I&S | Taiyuan I | TCR | Rolling Mill |  | 35 kV |  |  | 40
ABB-331 |  | Finland | 2002 | Avesta Polarit | Tornio SVC Light | VSC | Arc Furnace |  | 33 kV |  |  | 164 | 0 | 164
ABB-332 |  | Great Britain | 2002 | SPL - London Underground | Bethnal Green | TCR |  |  | 22 kV |  |  | 60
ABB-333 |  | Great Britain | 2002 | SPL - London Underground | Neasden 3 | TCR |  |  | 22 kV |  |  | 60
ABB-334 |  | Great Britain | 2002 | SPL - London Underground | Neasden 2 | TCR |  |  | 22 kV |  |  | 60
ABB-335 |  | Great Britain | 2002 | SPL - London Underground | Neasden 1 | TCR |  |  | 22 kV |  |  | 60
ABB-336 |  | Great Britain | 2002 | SPL - London Underground | Greenwich | TCR |  |  | 22 kV |  |  | 60
ABB-337 |  | Italy | 2002 | Ferriere Nord / ITSAE | Ferriere Nord | TCR | Arc Furnace |  | 21 kV |  |  | 90
ABB-338 |  | Switzerland | 2002 | CERN - CERN SVC | CERN SVC | TCR |  |  | 18 kV |  |  | 150
ABB-339 |  | USA | 2002 | Cascade Steel |  | TCR | Arc Furnace |  | 34 kV |  |  | 90
ABB-340 |  | USA | 2002 | Pacific Gas & Electric Co. | Newark | TCR |  |  | 230 kV |  |  | 300
ABB-341 |  | Great Britain | 2003 | LES | CTRL (phase 2) | TCR |  |  | 25 kV |  |  | 180
ABB-342 |  | Mexico | 2003 | CFE | Camargo/Durango | TCR |  |  | 230 kV |  |  | 440
ABB-343 |  | Spain | 2003 | CELSA |  | TCR | Arc Furnace |  | 25 kV |  |  | 135
ABB-344 |  | Spain | 2003 | CELSA |  | TCR | Arc Furnace |  | 25 kV |  |  | 135
ABB-345 |  | Turkey | 2003 | ICDAS |  | TCR | Arc Furnace |  | 35 kV |  |  | 180
ABB-346 |  | USA | 2003 | Connectiv | Cardiff New Jersey | TCR |  |  | 230 kV |  |  | 250
ABB-347 |  | Australia | 2004 | Trans Grid | Sydney West | TCR |  |  | 330 kV |  |  | 380
ABB-348 |  | Egypt | 2004 | EASRCO | EASRCO | TCR | Arc Furnace |  | 33 kV |  |  | 160
ABB-349 |  | New Caledonia | 2004 | ERAMET | Nouvelle Caledonie | TCR | Arc Furnace |  | 33 kV |  |  | 160
ABB-350 |  | USA | 2004 | Allegheny-Ludlum | Allegheny-Ludlum | TCR | Arc Furnace |  | 25 kV |  |  | 110
ABB-351 |  | USA | 2004 | Pacific Gas & Electric Co. | Potrero | TCR |  |  | 115 kV |  |  | 340
ABB-352 |  | USA | 2004 | Austin Energy | Holly SVC Light | VSC |  |  | 138 kV |  |  | 200
ABB-353 |  | Australia | 2005 | Powerlink Quennsland | Woree |  | VC |  |  | 132 |  | 230
ABB-354 |  | Belgium | 2005 | Carinox | Carinox |  | FRL |  |  | 33 |  | 190
ABB-355 |  | Finland | 2005 | Outokumpu | Outokumpu |  | FRL |  |  | 20 |  | 140
ABB-356 |  | France | 2005 | RTE | RTE |  | VC |  | 225kV |  |  | 150
ABB-357 |  | France | 2005 | RTE | RTE |  | VC |  | 225kV |  |  | 300
ABB-358 |  | Iran | 2005 | Insig | Barsoo |  | FRL |  |  | 33 |  | 105
ABB-359 |  | Italy | 2005 | Alfa Acciai | Alfa Acciai |  | FRL |  |  | 22 |  | 163
ABB-360 |  | Mexico | 2005 | CFE | Cerro de Oro |  | VC |  | 400kV |  |  | 600
ABB-361 |  | Mexico | 2005 | CFE | Moctezuma |  | VC |  | 230kV |  |  | 390
ABB-362 |  | Mexico | 2005 | CFE | Pie de la Cuesta |  | VC |  | 230kV |  |  | 200
ABB-363 |  | Mexico | 2005 | Deacero Celaya | Deacero Celaya |  | FRL |  | 35kV |  |  | 140
ABB-364 |  | Russia | 2005 | VAI Technika | MMK |  | FRL |  |  | 35 |  | 180
ABB-365 |  | Russia | 2005 | VAI Technika | MMK |  | FRL |  |  | 35 |  | 180
ABB-366 |  | Taiwan | 2005 | Tung Ho | Tung Ho DC-EAF |  | FRL |  |  | 22 |  | 90
ABB-367 |  | USA | 2005 | GVEA Alaska | Jarvis Creek |  | VC |  |  | 138 |  | 44
ABB-368 |  | Australia | 2005 | Trans Grid | Sydney West |  | VC |  |  | 330 |  | 380
ABB-369 |  | Egypt | 2005 | EASRCO | EASRCO |  | FRL |  |  | 33 |  | 160
ABB-370 |  | France | 2005 | EDF/SNCF | Evron SVC Light | VSC | UL (Traction Load) |  | 90kV | 90kV |  | 36
ABB-371 |  | Great Britain | 2005 | LES | CTRL II - Singlewell 4 |  | VC |  |  | 25 |  | 45
ABB-372 |  | Great Britain | 2005 | LES | CTRL II - Barking 2 |  | VC |  |  | 25 |  | 45
ABB-373 |  | Great Britain | 2005 | LES | CTRL II - Barking 1 |  | VC |  |  | 25 |  | 45
ABB-374 |  | Great Britain | 2005 | LES | CTRL II - Singlewell 3 |  | VC |  |  | 25 |  | 45
ABB-375 |  | New Caledonia | 2005? | ERAMET | Nouvelle Caledonie | FRL |  |  |  | 63 |  | 64
ABB-376 |  | USA | 2005? | Pacific Gas & Electric Co. | Potrero SVC | VC |  |  |  | 115 |  | 340
ABB-377 |  | USA | 2005? | Allegheny | Ludlum | FRL |  |  |  | 25 |  | 110
ABB-378 |  | USA | 2005? | Austin Energy | Holly SVC Light | VC |  |  |  | 138 |  | 200
ABB-379 |  | Yugoslavia | 2005 | Danieli | BH Steel |  | FRL |  |  | 35 |  | 120
ABB-380 |  | Brazil | 1981 | Mining Companies | Mining Shovel Drives | TCR+FC | Mining Shovel Drives |  | 1kV |  |  | 600
ABB-381 |  | Mexico | 1985 | CCAVM | S.E. Planta Bomeo #4 | TCR+FC |  |  | 115kV |  |  | 40
ABB-382 |  | Mexico | 1985 | CCAVM | S.E. Planta Bomeo #5 | TCR+FC |  |  | 115kV |  |  | 30
ABB-383 |  | Libya | 1986 | Sectretariate of Electircy (SOE) | Sebha #2 | TCR+FC |  |  | 220kV |  |  | 90
ABB-384 |  | Mexico | 1986 | CCAVM | S.E. Planta Bomeo #3 | TCR+FC |  |  | 115kV |  |  | 40
ABB-385 |  | China | 1987 | CNTIC | Dalian | TCR+FC |  |  | 500kV |  |  | 105
ABB-386 |  | Myanmar | 1987 | Mining Corp. | Maymyo | TCR+FC | Arc Furn |  | 33kV |  |  | 15
ABB-387 |  | Canada | 1989 | Sydney Steel | Sydney Nova Scotia | TCR+FC | Arc Furn |  | 35kV |  |  | 140
ABB-388 |  | South Korea | 1989 | Sammi Steel | Sammi Steel | TCR+FC | Arc Furn |  | 30kV |  |  | 80
ABB-389 |  | Iran | 1993 | TAVINIR | Omedieh |  |  |  | 420kV |  |  | 300
ABB-390 |  | Brazil | 1995 | FURNAS | Barro Alto |  |  |  | 230kV |  |  | 350
ABB-391 |  | France | 1996 | Marcial Ucin | Acierie de l'Atlantique | TCR+FC | Arc Furn |  | 32kV |  |  | 120
ABB-392 |  | Peru | 1996 | MEM/ETECEN | Peru | TCR+FC |  |  | 138kV |  |  | 50
ABB-393 |  | Peru | 1996 | MEM/ETECEN | Peru | TCR+FC |  |  | 60kV |  |  | 60
ABB-394 |  | USA | 1996 | Tuscaloosa Steel | Tuscaloosa | TCR+FC | Arc Furn |  | 35kV |  |  | 110
ABB-395 |  | China | 2003 | Nanjing Iron & Steel Ltd. | Nisco | TCR+FC | Arc Furn |  | 33kV |  |  | 88
ABB-396 |  | South Korea | 2003 | POSCO | SMP #3 | TCR+FC | Arc Furn |  | 22kV |  |  | 120
ABB-397 |  | Spain | 2003 | Arcelor | Olaberria | TCR+FC | Arc Furn |  | 30kV |  |  | 150
ABB-398 |  | Mexico | 2005 | CFE | Pidiregas 806 | TCR+FC+TSC | VC |  | 400kV |  |  | 390
ABB-399 |  | Switzerland | 2005 | CERN | CERN | TCR+FC | VC |  | 18kV |  |  | 150
ABB-400 |  | Brazil | 2006 | Belgo | Piracicaba | TCR+FC | Arc Furn |  | 33kV |  |  | 140
ABB-401 |  | Chile | 2006 | Trans-Elect Inc. | Puerto Montt |  |  |  | 220kV |  |  | 110
ABB-402 |  | Great Britain | 2006 | Corus UK | Port Talbot #1 Upgrade | TCR+FC | Arc Furn |  | 11kV |  |  | 42
ABB-403 |  | Spain | 2006 | GSW | GSW | TCR+FC | Arc Furn |  | 30kV |  |  | 145
ABB-404 |  | Spain | 2006 | Nervacero | Nervacero | TCR+FC | Arc Furn |  | 32kV |  |  | 140
ABB-405 |  | Turkey | 2006 | Colakoglu | Colakoglu | TCR+FC | Arc Furn |  | 35kV |  |  | 310
ABB-406 |  | USA | 2006 | AEP | McCamey - Crane | TCR+FC | VC, DS |  | 69kV |  |  | 90 | 40 | 50 | 90 |  |  |  | 69kV | 69kV
ABB-407 |  | USA | 2006 | AEP | McCamey - Dilley | TCR+FC | VC, DS |  | 69kV |  |  | 90 | 40 | 50 | 90 |  |  |  | 69kV | 69kV
ABB-408 |  | USA | 2006 | AEP | McCamey - Arline | TCR+FC | VC, DS |  | 69kV |  |  | 90 | 40 | 50 | 90 |  |  |  | 69kV | 69kV
ABB-409 |  | Australia | 2007 | Elektranet | South East #1 Upgrade |  |  |  | 275kV |  |  | 130
ABB-410 |  | Australia | 2007 | Elektranet | South East #2 Upgrade |  |  |  | 275kV |  |  | 130
ABB-411 |  | Canada | 2007 | MRM Gerdau Ameristeel | Gerdau | TCR+FC | Arc Furn |  | 14kV |  |  | 80
ABB-412 |  | China | 2007 | NSC-TISCO | TISCO | TCR+FC | Arc Furn |  | 35kV |  |  | 100
ABB-413 |  | China | 2007 | Bao-Steel | Bao-Steel | TCR+FC | Arc Furn |  | 33kV |  |  | 180
ABB-414 |  | Colombia | 2007 | ISA | Cano Limon |  |  |  | 35kV |  |  | 84
ABB-415 |  | Great Britain | 2007 | Corus UK | Port Talbot #2 Upgrade | TCR+FC | Rolling Mill |  | 11kV |  |  | 42
ABB-416 |  | Greece | 2007 | Halyvourgiki | Halyvourgiki | TCR+FC | Arc Furn |  | 22kV |  |  | 115
ABB-417 |  | India | 2007 | Ramsharup | Ramsharup | TCR+FC | Arc Furn |  | 33kV |  |  | 80
ABB-418 |  | Mexico | 2007 | CFE | Culiacan |  |  |  | 230kV |  |  | 200
ABB-419 |  | Oman | 2007 | PEME | SSSRM | TCR+FC | Arc Furn |  | 33kV |  |  | 75
ABB-420 |  | Spain | 2007 | Siderugica Balboa | Balboa DC Furnace | TCR+FC | Arc Furn |  | 20kV |  |  | 80
ABB-421 |  | Spain | 2007 | Bergara | Bergara | TCR+FC | Arc Furn |  | 30kV |  |  | 120
ABB-422 |  | Spain | 2007 | P Madrid | P Madrid | TCR+FC | Arc Furn |  | 30kV |  |  | 120
ABB-423 |  | Spain | 2007 | Siderugica Balboa | Balboa | TCR+FC | Arc Furn |  | 33kV |  |  | 200
ABB-424 |  | Tunisia | 2007 | El Fouladh | El Fouladh | TCR+FC | Arc Furn |  | 11kV |  |  | 45
ABB-425 |  | Turkey | 2007 | Yazici Steel | Yazici Steel | TCR+FC | Arc Furn |  | 32kV |  |  | 100
ABB-426 |  | USA | 2007 | Nucor Steel | Nucor Upgrade | TCR+FC | Arc Furn |  | 35kV |  |  | 108
ABB-427 |  | USA | 2007 | Duke Power | Beckerdite | TCR+FC+TSC | VC, DS |  | 100kV |  |  | 400
ABB-428 |  | USA | 2007 | PHI | Dennis |  |  |  | 230kV |  |  | 250
ABB-429 |  | USA | 2007 | AEP | Bluff Creek | TCR+FC | VC, DS |  | 35kV |  |  | 90
ABB-430 |  | USA | 2007 | XCEL Energy | Tuco |  |  |  | 230kV |  |  | 200
ABB-431 |  | USA | 2007 | Alleghney Power | Black Oak | TCR+FC+TSC | VC, DS |  | 500kV |  |  | 720
ABB-432 |  | USA | 2008 | PG&E | Humboldt | TCR+FC | VC, DS |  | 60kV |  |  | 75 | 25 | 50 | 75 |  |  | None | 60kV | 60kV
ABB-433 |  | Australia | 2008 | Powerlink | Woolooga |  |  |  | 275kV |  |  | 450
ABB-434 |  | Australia | 2008 | Western Power | Southern Terminal |  |  |  | 132kV |  |  | 300
ABB-435 |  | Brazil | 2008 | Mineracao | Onca Puma #1 |  | Arc Furn |  | 35kV |  |  | 140
ABB-436 |  | Brazil | 2008 | Mineracao | Onca Puma #2 |  | Arc Furn |  | 35kV |  |  | 140
ABB-437 |  | Canada | 2008 | Manitoba Hydro | Birchtree |  |  |  | 230kV |  |  | 225
ABB-438 |  | Egypt | 2008 | Beshay Steel | ESISCO #1 |  | Arc Furn |  | 33kV |  |  | 195
ABB-439 |  | Great Britain | 2008 | EDF | London Underground - Wood Green |  |  |  | 11kV |  |  | 33
ABB-440 |  | India | 2008 | Bhushan Steel | Bhushan Steel |  | Arc Furn |  | 33kV |  |  | 185
ABB-441 |  | India | 2008 | Jindal Steel & Power | Jindal |  | Arc Furn |  | 33kV |  |  | 200
ABB-442 |  | Mexico | 2008 | Luz y Fuerza | La Paz |  |  |  | 420kV |  |  | 600
ABB-443 |  | Norway | 2008 | Statnett | Hasle Upgrade |  |  |  | 420kV |  |  | 360
ABB-444 |  | Norway | 2008 | Statnett | Viklandet |  |  |  | 420kV |  |  | 500
ABB-445 |  | Norway | 2008 | Statnett | Tunnsjödal |  |  |  | 420kV |  |  | 500
ABB-446 |  | Russia | 2008 | Pervoural'sk | Pervoural'sk | TCR+FC | Arc Furn |  | 35kV |  |  | 110
ABB-447 |  | South Africa | 2008 | ESKOM | Hydra #2 Upgrade |  |  |  | 400kV |  |  | 300
ABB-448 |  | South Africa | 2008 | ESKOM | Perseus #1 Upgrade |  |  |  | 400kV |  |  | 300
ABB-449 |  | South Africa | 2008 | ESKOM | Perseus #2 Upgrade |  |  |  | 400kV |  |  | 300
ABB-450 |  | South Africa | 2008 | ESKOM | Hydra #1 Upgrade |  |  |  | 400kV |  |  | 300
ABB-451 |  | South Africa | 2008 | ESKOM | Poseidon Upgrade |  |  |  | 400kV |  |  | 300
ABB-452 |  | Turkey | 2008 | CEMTAS | CEMTAS | TCR+FC | Arc Furn |  | 35kV |  |  | 35
ABB-453 |  | Turkey | 2008 | ICDAS | ICDAS | TCR+FC | Arc Furn |  | 35kV |  |  | 300
ABB-454 |  | United Arab Emirates | 2008 | Emirate Steel | Emirate Steel | TCR+FC | Arc Furn |  | 33kV |  |  | 65
ABB-455 |  | USA | 2008 | FirstEnergy | Atlantic Upgrade |  |  |  | 230kV |  |  | 130
ABB-456 |  | USA | 2008 | CMC Steel Group | CMC | TCR+FC | Arc Furn |  | 13kV |  |  | 40
ABB-457 |  | Yugoslavia | 2008 | NICSIC | NICSIC | TCR+FC | Arc Furn |  | 35kV |  |  | 100
ABB-458 |  | Saudi Arabia | 2008 | SEC | Jeddah Medinah |  |  |  | 110kV |  |  | 660
ABB-459 |  | Saudi Arabia | 2008 | SEC | Jeddah Jamia |  |  |  | 110kV |  |  | 660
ABB-460 |  | Saudi Arabia | 2008 | SEC | Jeddah Faisaliyah |  |  |  | 110kV |  |  | 660
ABB-461 |  | USA | 2008 | Tucson Electric Power | Northeast | TCR+FC+TSC | VC, DS |  | 138kV |  |  | 275
ABB-462 |  | Australia | 2009 | Smorgon Steel | Smorgon Steel | TCR+FC | Arc Furn |  | 22kV |  |  | 115
ABB-463 |  | Canada | 2009 | Hydro One | Kirkland Lake | TSR+TSC | VC, DS |  | 115kV |  |  | 200
ABB-464 |  | Canada | 2009 | Altalink | Langdon Upgrade |  |  |  | 240kV |  |  | 500
ABB-465 |  | Czech Republic | 2009 | Pilsen Steel | Pilsen Steel | TCR+FC | Arc Furn |  | 22kV |  |  | 70
ABB-466 |  | Egypt | 2009 | Beshay Steel | ESISCO #2 | TCR+FC | Arc Furn |  | 33kV |  |  | 195
ABB-467 |  | India | 2009 | Salem Steel | SAIL | TCR+FC | Arc Furn |  | 33kV |  |  | 60
ABB-468 |  | Italy | 2009 | Duferdofin | Duferdofin | TCR+FC | Arc Furn |  | 30kV |  |  | 175
ABB-469 |  | Mexico | 2009 | Arcelor Mittal | Mittal Steel |  |  |  | 69kV |  |  | 225
ABB-470 |  | New Caledonia | 2009 | Koniambo Nickel | SAS | TCR+FC | Arc Furn |  | 63kV |  |  | 200
ABB-471 |  | Russia | 2009 | Danieli Steel | AMET | TCR+FC | Arc Furn |  | 33kV |  |  | 150
ABB-472 |  | South Korea | 2009 | KOSCO Steel | KOSCO Steel | TCR+FC | Arc Furn |  | 33kV |  |  | 140
ABB-473 |  | Sweden | 2009 | LKAB | LKAB | TCR+FC | Mine Hoist |  | 6kV |  |  | 35
ABB-474 |  | Taiwan | 2009 | Hai-Kwang | Hai-Kwang |  |  |  | 23kV |  |  | 65
ABB-475 |  | Taiwan | 2009 | Lo Toun Steel & Iron Works Ltd. | Lo Toun |  |  |  | 23kV |  |  | 125
ABB-476 |  | Turkey | 2009 | MMK | Atakas | TCR+FC | Arc Furn |  | 35kV |  |  | 330
ABB-477 |  | USA | 2009 | Oncor | Parkdale #1 | TCR+FC+TSC | VC, DS |  | 138kV |  |  | 565
ABB-478 |  | USA | 2009 | Oncor | Parkdale #2 | TCR+FC+TSC | VC, DS |  | 138kV |  |  | 565
ABB-479 |  | USA | 2009 | NSTAR | Barnstable | TCR+TSC | VC, DS |  | 115kV |  |  | 225 | 0 | 225 | 225
ABB-480 |  | Canada | 2010 | Hydro One | Detweiler | TCR+FC+TSC | VC, DS |  | 230kV |  |  | 350
ABB-481 |  | India | 2010 | VISA Steel Ltd. | VISA Steel Ltd. | TCR+FC | Arc Furn |  | 33kV |  |  | 135
ABB-482 | Moved to VSC
ABB-483 |  | Mexico | 2010 | CFE | La Ventosa (PID 1204) | TCR+FC+TSC | VC, DS, PC |  | 400kV |  |  | 600 | 300 | 300
ABB-484 |  | Mexico | 2010 | CFE | Escarcega (PID 1220) | TCR+FC+TSC | VC, DS |  | 400kV |  |  | 600 | 300 | 300
ABB-485 |  | Mexico | 2010 | CFE | El Palmar | TCR+FC+TSC | VC, DS |  | 230kV |  |  | 200
ABB-486 |  | Taiwan | 2010 | Tung Ho Steel Enterprise | Tao Yaun Plant | TCR+FC | Arc Furn |  | 33kV |  |  | 165
ABB-487 |  | USA | 2010 | Oncor | Renner #1 | TCR+FC+TSC | VC, DS |  | 138kV |  |  | 565
ABB-488 |  | USA | 2010 | AEP | Rio Pecos | TCR+FC | VC, DS |  | 69kV |  |  | 90 | 40 | 50 | 90 |  |  | None | 69kV | 69kV
ABB-489 |  | Italy | 2011 | Calvisano | Calvisano | TCR+FC | Arc Furn |  | 33kV |  |  | 135
ABB-490 |  | South Korea | 2011 | Danieli Steel | Posco Special Steel | TCR+FC | Arc Furn |  | 30kV |  |  | 95
ABB-491 | Moved to VSC
ABB-492 |  | Taiwan | 2011 | SSF Steel | SSF Steel | TCR+FC | Arc Furn |  | 23kV |  |  | 45.8
ABB-493 |  | Canada | 2011 | Hydro Quebec | Chenier #1 | TCR+FC+TSC | VC, DS |  | 735kV |  |  | 600
ABB-494 |  | Canada | 2011 | Hydro Quebec | Chenier #2 | TCR+FC+TSC | VC, DS |  | 735kV |  |  | 600
ABB-495 |  | Chile | 2011 | Transelec | Polpaico |  |  |  | 220kV |  |  | 136
ABB-496 |  | USA | 2011 | Oncor | Renner #2 | TCR+FC+TSC | VC, DS |  | 138kV |  |  | 565
ABB-497 |  | Brazil | 2011 | Abengoa | Tucurui-Manaus | TCR+ TSC+ FC | VC, DS |  | 500 |  | 6 | 400 | 200 | 200 | 400
ABB-498 |  | Congo | 2011 | SNEL | Karavia | TCR+FC | VC, DS |  | 220 |  | 6 | 150 | 75 | 75 | 150
ABB-499 |  | Brazil | 2011 | Eletronorte | Vilhena | TCR+ TSC+ FC | VC, DS |  | 230 |  | 6 | 150 | 50 | 100 | 150
ABB-500 |  | Peru | 2011 | Transmantaro | Socabaya 1 | TCR+ TSC+ FC | VC, DS |  | 220 |  | 6 | 300 | 100 | 200 | 300
ABB-501 |  | Australia | 2011 | Rio Tinto | Juna Downs | TCR+ TSC+ FC | VC, DS |  | 220 |  | 6 | 200 | 100 | 100 | 200
ABB-502 |  | Mexico | 2011 | Tyasa Steel | Tyasa Steel | TCR+FC | Arc Furn |  | 14 |  | 6 | 90 | 0 | 90 | 90
ABB-503 |  | Brazil | 2011 | Eletronorte | Sao Louis 2 | TCR+ TSC+ FC | VC, DS |  | 230 |  | 6 | 250 | 100 | 150 | 250
ABB-504 |  | Mongolia | 2011 | Rio Tinto | Oyu Tolgoi 1 | TCR+FC | VC, DS |  | 275 |  | 6 | 200 | 100 | 100 | 200
ABB-505 |  | Mongolia | 2011 | Rio Tinto | Oyu Tolgoi 2 | TCR+FC | VC, DS |  | 275 |  | 6 | 200 | 100 | 100 | 200
ABB-506 |  | Canada | 2012 | Altalink | Hansman Lake | TCR+ TSC+ FC | VC, DS |  | 240 |  | 6 | 300 | 100 | 200 | 300
ABB-507 |  | Italy | 2012 | Bofetti Impianti S.R.L | Arvedi | TCR+FC | Arc Furn |  | 33 |  | 6 | 350 | 20 | 330 | 350
ABB-508 |  | Mexico | 2012 | Deacero | Saltillo | TCR+FC | Arc Furn |  | 35 |  | 6 | 275 | 0 | 275 | 275
ABB-509 |  | Jordan | 2012 | Hassoune Group | Ramco | TCR+FC | Arc Furn |  | 33 |  | 6 | 45 | 0 | 45 | 45
ABB-510 |  | India | 2012 | Jindal Steel Power | JSP Angul | TCR+FC | Arc Furn |  | 33 |  | 6 | 290 | 0 | 290 | 290
ABB-511 |  | Equador | 2012 | Danieli | Andec | TCR+FC | Arc Furn |  | 14 |  | 6 | 32 | 0 | 32 | 32
ABB-512 |  | Brazil | 2012 | CHESF | Extremoz | TCR+ TSC+ FC | VC, DS |  | 230 |  | 6 | 225 | 75 | 150 | 225
ABB-513 |  | Brazil | 2012 | Electronorte | Anastacio | TCR+FC | VC, DS |  | 230 |  | 6 | 100 | 50 | 50 | 100
ABB-514 |  | Sweden | 2012 | LKAB | Malmberget | TCR+FC | VC, DS |  | 22 |  | 6 | 41 | 0 | 41 | 41
ABB-515 |  | USA | 2012 | Rochester Gas & Electric | Station 124 | TCR+ TSC+ FC | VC, DS |  | 115 |  | 6 | 300 | 100 | 200 | 300
ABB-516 |  | Canada | 2013 | Hydro-Québec | Nemiscau #1 | TCR+ TSC+ FC | VC, DS |  | 735 |  | 6 | 400 | 100 | 300 | 400
ABB-517 |  | Canada | 2013 | Hydro-Québec | Nemiscau #2 | TCR+ TSC+ FC | VC, DS |  | 735 |  | 6 | 400 | 100 | 300 | 400
ABB-518 |  | USA | 2013 | AEP/ETT | Hamilton #1 | TCR+ TSC+ FC | VC, DS |  | 138 |  | 6 | 125 | 25 | 100 | 125
ABB-519 |  | USA | 2013 | AEP/ETT | Hamilton #2 | TCR+ TSC+ FC | VC, DS |  | 138 |  | 6 | 125 | 25 | 100 | 125
ABB-520 |  | USA | 2013 | AEP/ETT | Tesla #1 | TCR+ TSC+ FC | VC, DS |  | 345 |  | 6 | 200 | 50 | 150 | 200
ABB-521 |  | USA | 2013 | AEP/ETT | Tesla #2 | TCR+ TSC+ FC | VC, DS |  | 345 |  | 6 | 200 | 50 | 150 | 200
ABB-522 |  | USA | 2013 | Oncor | Parker | TCR+ TSC+ FC | VC, DS |  | 345 |  | 6 | 565 | 265 | 300 | 565
ABB-523 |  | Taiwan | 2013 | United Steel | United Steel | TCR+FC | Arc Furn |  | 33 |  | 6 | 60 | 0 | 60 | 60
ABB-524 |  | Iceland | 2013 | Landsnet | Klafastadir | TCR+ TSC+ FC | VC, DS |  | 220 |  | 6 | 250 | 100 | 150 | 250
ABB-525 |  | India | 2013 | Kamineni Steel & Power | Kamineni | TCR+FC | Arc Furn |  | 33 |  | 6 | 90 | 0 | 90 | 90
ABB-526 |  | Nigeria | 2013 | Oceanic Impex Trading DMCC, UAE | Sagamu Steel | TCR+FC | Arc Furn |  | 33 |  | 6 | 40 | 0 | 40 | 40
ABB-527 |  | Canada | 2013 | GoldCorp | Musselwhite Mine 1 | TCR+FC | VC, DS |  | 13.8 |  | 6 | 30 | 0 | 30 | 30
ABB-528 |  | Canada | 2013 | GoldCorp | Musselwhite Mine 2 | TCR+FC | VC, DS |  | 13.8 |  | 6 | 30 | 0 | 30 | 30
ABB-529 |  | Mexico | 2013 | CFE | La Paz | TCR+ TSC+ FC | VC, DS |  | 400 |  | 6 | 300 | 300 | 300 | 600
ABB-530 |  | Chile | 2013 | Transelec | Cardones | TCR+TSC+FC | VC, DS |  | 220 |  | 6 | 160 | 60 | 100 | 160
ABB-531 |  | USA | 2014 | Dashiell | Poloncillo Ranch | TCR+FC | VC |  | 34.5 |  | 6 | 85 | 35 | 50 | 85
ABB-532 |  | India | 2014 | JSW Steel Ltd. | JSW Steel | TCR+FC | Arc Furn |  | 33 |  | 6 | 80 | 0 | 180 | 180
ABB-533 |  | Guatmala | 2014 | CGN | El Estor | TCR+FC | Arc Furn |  | 34.5 |  | 6 | 200 | 43 | 157 | 200
ABB-534 |  | USA | 2014 | Standard Steel | Standard Steel | TCR+FC | Arc Furn |  | 46 |  | 6 | 80 | 0 | 80 | 80
ABB-535 |  | Colombia | 2014 | EEB | Tunal SVC | TCR+TSC+FC | VC, DS |  | 230 |  | 6 | 300 | 60 | 240 | 300
ABB-536 |  | Chile | 2014 | Bechtel Chile Ltda | Minera Escondida | TCR+TSC+FC | VC |  | 220 |  | 6 | 200 | 80 | 120 | 200
ABB-537 |  | USA | 2014 | First Energy | Hunterstown | TCR+TSC+FC | VC, DS |  | 500 |  | 6 | 600 | 100 | 500 | 600
ABB-538 |  | USA | 2014 | First Energy | Meadowbrook | TCR+TSC+FC | VC, DS |  | 500 |  | 6 | 765 | 165 | 600 | 765
ABB-539 |  | USA | 2014 | PHI | Ocean City | TCR+FC | VC, DS |  | 138 |  | 6 | 150 | 75 | 75 | 150
ABB-540 |  | USA | 2014 | First Energy | Waldo Run | TCR+FC | VC, DS |  | 138 |  | 6 | 100 | 25 | 75 | 100
ABB-541 |  | USA | 2014 | PG&E | Big River | TCR+FC | VC, DS |  | 60 |  | 6 | 30 | 10 | 20 | 30
ABB-542 |  | USA | 2014 | PG&E | Garberville | TCR+FC | VC, DS |  | 60 |  | 6 | 30 | 10 | 20 | 30
ABB-543 |  | USA | 2015 | Southern Company - Gulf Power | Alligator Swamp | TCR+TSC+FC | VC, DS |  | 230 |  | 6 | 225 | 100 | 125 | 225
ABB-544 |  | USA | 2015 | Southern Company - Gulf Power | Highland City | TCR+TSC+FC | VC, DS |  | 230 |  | 6 | 225 | 100 | 125 | 225
ALSTOM-1 | GEC01 | Great Britain | 1953 | GEC | Witton Works | Transductor | UL | (Local) | 11 to 25kV | Same | N/A | -460 | 460 | 0 | 460 (1380 for 1/2 min.) | N/A | None | Not Included | N/A | N/A
ALSTOM-2 | GEC02 | Ethiopia | 1964 | Ethiopian Electric Light & Power Auth. (EELPA) | Akaki | SR+FC | LFR | (Local) | 45kV@50Hz | 15.0kV | N/A | 0/+7 | 7 | 7.5 | 7 (21 for 1/2 min.) | N/A | 3H,5H,7H,9H,11H,13H | Not Included | N/A | N/A
ALSTOM-3 | GEC03 | Great Britain | 1967 | CEGB | Exeter | Transductor+MSC | SS+VC | (Local) | 400/132kV | 13.8kV | N/A | -30/+60 | 30 | 60 | 30 (120 for 1/2 min.) | N/A | None | Not Included | N/A | N/A
ALSTOM-4 | GEC04 | Zambia | 1969 | CAPC | Kitwe | SR+FC | SS+FRL | (Local) | 330/220kV | 11.0kV | 12 | -35/+20 | 35 (104 for 2mins) | 24 | 35 (104 for 2 mins) | N/A | None | 35MVA, 3 | 11kV | 11.0kV
ALSTOM-5 | GEC05 | Portugal | 1970 | Siderurgia Nacional | Seixal | SR+FC | LFR | (Local) | 150kV@50Hz | 30.0kV | N/A | -2/+21 | 23 | 23 | 23 (69 for 1/2 min.) | N/A | 2H,3H,5H,7H | Not Included | N/A | N/A
ALSTOM-6 | GEC07 | Eire | 1972 | Irish Steel Holdings | Haulbowline | SR+FC | LFR | (Local) | 110kV@50Hz | 6.0kV | N/A | 0/+25 | 25 | 25 | 25 (75 for 1/2 min.) | N/A | 2H,3H,5H,7H | Not Included | N/A | N/A
ALSTOM-7 | GEC06 | Portugal | 1972 | Siderurgia Nacional | Seixal | SR+FC | LFR | (Local) | 150kV@50Hz | 30.0kV | N/A | -4/+19 | 23 | 23 | 23 (69 for 1/2 min.) | N/A | 3H,5H,7H | Not Included | N/A | N/A
ALSTOM-8 | GEC08 | Singapore | 1972 | National Iron & Steel Mills | Singapore | SR+FC | FRL | (Local) | 66kV@50Hz | 22.0kV | N/A | -3.5/+31 | 34.5 (53.5 for 5mins) | 37 | 34.5 (53.5 for 5 mins) | N/A | 3H,5H,7H, Damped HP | Not Included | N/A | N/A
ALSTOM-9 | GE-03/D | Canada | 1973 | Saskatchewan Power Corp. | N/A | TCR+FC | FRL (Arc Furn) | (Local) | 72kV@60Hz | 13.8kV | N/A | 25.2 | 12.7 | 12.5 | 25.2 | 40mm2.6kV 600a; A | 5H,7H | Not Included | N/A | N/A
ALSTOM-10 | GEC10 | Great Britain | 1973 | Cleveland Potash | Boulby | SR+FC | FRL | (Local) | 66kV@50Hz | 11.0kV | N/A | -2/+7 | 9 | 7 | 9 (27 for 1/2 min.) | N/A | Damped HP | Not Included | N/A | N/A
ALSTOM-11 | GEC09 | Great Britain | 1973 | British Steel | Scunthorpe | SR+FC | FRL | (Local) | 132kV@50Hz | 33.0kV | N/A | -15/+100 | 85 | 108 | 85 (255 for 1/2 min.) | N/A | 3H,5H,7H, Damped HP | Not Included | N/A | N/A
ALSTOM-12 | GE-02/D | USA | 1973 | CFI Steel | N/A | TCR+FC | FRL (Arc Furn) | (Local) | 230kV@60Hz | 34.5kV | N/A | 100 | 0 | 100 | 100 | 40mm2.4kV 600a; A | 2H,3H,4H,5H,6H,7H | Not Included | N/A | N/A
ALSTOM-13 | GE-01/D | USA | 1973 | NPPD #1 | N/A | TCR+FC | FRL (Arc Furn) | (Local) | 230kV@60Hz | 13.8kV | N/A | 25 | 0 | 25 | 25 | 40mm2.3kV 600a; A | 3H,5H,7H | Not Included | N/A | N/A
ALSTOM-14 | GEC11 | South Africa | 1974 | ISCOR | Vanderbyl Park | SR+FC | FRL | (Local) | 132kV@50Hz | 33.0kV | N/A | -19/+26 | 45 | 30 | 45 (135 for 1/2 min.) | N/A | 3H,4H, Damped HP | Not Included | N/A | N/A
ALSTOM-15 | GE- | Venezuela | 1974 | SIDOR A | Venezuela | SR+FC |  |  |  | 13.8kV |  | 0/+32 |  |  | 32
ALSTOM-16 | GE- | Venezuela | 1974 | SIDOR B | Venezuela | SR+FC |  |  |  | 13.8kV |  | 0/+25 |  |  | 25
ALSTOM-17 | GEC12 | Zaire | 1974 | SNEL | Kinshasa | SR+FC | FRL | (Local) | 220kV@50Hz | 30.0kV | N/A | -2/+21 | 23 | 23 | 23 (69 for 1/2 min.) | N/A | 3H,5H, Damped HP | Not Included | N/A | N/A
ALSTOM-18 | GEC17 | Canada | 1975 | Sivaco Wire and Nail | L'Orignal | SR+FC | LFR | (Local) | 230kV@60Hz | 13.8kV | N/A | +10/+50 | 40 | 55 | 40 (120 for 1/2 min.) | N/A | 3H,5H,Damped | Not Included | N/A | N/A
ALSTOM-19 | Nokia | Denmark | 1975 | DET DANSKE STAALVALSVAERK DDES |  | SR+FC | [5 empty] | 0/+147 |  |  | 147
ALSTOM-20 | Nokia | Finland | 1975 | OUTOKUMPU OY | Tornio | SR+FC |  |  |  | 20.0kV |  | 0/+25 |  |  | 25
ALSTOM-21 | COG02 | Mozambique | 1975 | HCB, ELECTRICIDAD DE MOZAMBIQUE | Chibata | TCR+FC | VC | (Local) | N/A | 18.0kV | 6 | 32 | N/A | N/A | N/A | 40mm2.0kV; A | 5H | N/A | N/A | N/A
ALSTOM-22 | COG01 | Mozambique | 1975 | HCB, ELECTRICIDAD DE MOZAMBIQUE | Dondo | TCR+FC+MSC | VC | (Local) | N/A | 18.0kV | 6 | 45 | N/A | N/A | N/A | 40mm2.0kV; A | 5H | N/A | N/A | N/A
ALSTOM-23 | GEC16 | South Africa | 1975 | ISCOR | Newcastle | SR+FC+MSC | FRL | (Local) | 132kV@50Hz | 33.0kV | N/A | -7/+90 | 52 | 95 | 52 (156 for 1/2 min.) | N/A | 2@3H, 3Damped HP | Not Included | N/A | N/A
ALSTOM-24 | GEC14 | South Africa | 1975 | ISCOR | Pretoria | SR+FC | FRL+UL | (Local) | 132kV@50Hz | 33.0kV | N/A | -20/+84 | 20 | 90 | 104 (312 for 1/2 min.) | N/A | 2@2H,2@3H,2@HP | Not Included | N/A | N/A
ALSTOM-25 | GEC15 | Switzerland | 1975 | CERN | CERN | SR+FC | FRL | (Local) | 380kV@50Hz | 18.0kV | N/A | -15/+85 | 15 | 92 | 100 (300 for 1/2 min.) | N/A | 2,3,5,7,11,13,HP,HP | Not Included | N/A | N/A
ALSTOM-26 | Nokia | Yugoslavia | 1975 | METCOM SMEDEREVO | METCOM SMEDEREVO | SR+FC |  |  |  | 6.3kV |  | 0/+16 |  |  | 16
ALSTOM-27 | GEC13 | Zaire | 1975 | SNEL | Kinshasa | SR+FC | LFR | (Local) | 220kV@50Hz | 30.0kV | N/A | -8/+60 | 68 | 67 | 68 (204 for 1/2 min.) | N/A | 2H,3H,4H,5H,7H | Not Included | N/A | N/A
ALSTOM-28 | J-SNDR | China | 1976 | Wuhan Steel Works |  | SR+FC |  |  |  | 10.5kV |  | 0/+22 |  |  | 22
ALSTOM-29 | J-SNDR | France | 1976 | SNAP |  | SR+FC |  |  |  | 10.5kV |  | 0/+10 |  |  | 10
ALSTOM-30 | GEC18 | Great Britain | 1976 | British Steel | Lackenby | SR | FRL | (Local) | 275kV@50Hz | 11.0kV | N/A | -14/0 | 14 | 0 | 14 (42 for 1/2 min.) | N/A | None | Not Included | N/A | N/A
ALSTOM-31 | COG- | India | 1976 | Uttar Pradesh State Electric Board |  | TCR+FC |  |  |  | 11.0kV |  | 55 |  |  | 55
ALSTOM-32 | GE-04/D | Italy | 1976 | Falck #1 | N/A | TCR+FC | FRL (Arc Furn) | (Local) | 220kV@50Hz | 14.0kV | N/A | 50 | 0 | 50 | 50 | 40mm2.6kV 600a; A | 3H,5H,7H | Not Included | N/A | N/A
ALSTOM-33 | GE | USA | 1976 | CF&I STEEL I | RMSM II | SR+FC |  |  | 34.5kV@60Hz |  |  | 0/+100 |  |  | 100
ALSTOM-34 | GEC19 | Australia | 1977 | Harris-Daishowa | Edrom | SR+FC | DS+SS | (Local) | 66kV@50Hz | 11.0kV | N/A | 0/+10 | 0 | 11 | 10 (30 for 1/2 min.) | N/A | None | Not Included | N/A | N/A
ALSTOM-35 | GE | China | 1977 | Peoples R.O.C. | N/A | TCR+FC |  |  |  | 10.5kV |  | 0/+33 |  |  | 33
ALSTOM-36 | J-SNDR | China | 1977 | Wuhan Steel Works |  | TCR+FC |  |  |  | 10.5kV |  | 0/+28
ALSTOM-37 | Nokia-01/D | Finland | 1977 | OVAKO Oy | Imatra Steel Factory | TCR+FC | FRL+UL (Arc Furn) | (Local) | N/A | 10.5kV | 6 | 0/+36 | 0 | 36 | 30 | 50mm, 2.2kV, 1200A; O | 3H,5H,7H,BB | N/A | N/A | N/A
ALSTOM-38 | GEC20 | South Africa | 1977 | South Africa Railways | Koedoespoort | SR+FC | LFR | (Local) | 132kV@50Hz | 11.0kV | N/A | +6/+20 | 14 | 21.5 | 14 (42 for 1/2 min.) | N/A | 2H,3H,5H,7H | Not Included | N/A | N/A
ALSTOM-39 | GE-05/D | USA | 1977 | Nucor #1 | N/A | TCR+FC | FRL (Arc Furn) | (Local) | 115kV@60Hz | 12.5kV | N/A | 25 | 0 | 25 | 25 | 40mm2.6kV 600a; A | 2H,3H,4H,5H | Not Included | N/A | N/A
ALSTOM-40 | GE01 | USA | 1977 | Basin Electric | Victory Hill | TCR+FC | VC | (Local&Remote) | 115kV@60Hz | 13.8kV | 6 | -10/+30 | 10 | 30 | 40 | 53mm2.5kV 1050a;A | 2H,3H,5H,7H | Not Included | 230kV | 115kV(Tert 13.8kV)
ALSTOM-41 | GE02 | Canada | 1978 | Hydro-Quebec | Rimouski | TCR+FC | VC | (Local&Remote) | 230kV@60Hz | 24.0kV | 6 | 84 | 0 | 84 | 84 | 53mm2.9kV 1050a;A | None | 100MVA OAFA; N/A | 230kV | 24.0kV
ALSTOM-42 | Nokia01 | Canada | 1978 | Hydro-Quebec | Laurentides | TCR+FC | VC+DS | (Local&Remote) | 735kV@60Hz | 39.0kV | 6 | 0/+350 | 100 | 350 | 450 | 55mm, 3.2kV, 680A, W | Double Tuned 5H,7H | 3x150MVA ONAF, 1 | 735kV | 29.0kV | In consortium with BBC
ALSTOM-43 | J-SNDR | China | 1978 | Peoples R.O.C. | N/A | TCR+FC |  |  |  | 10.5kV |  | 0/+60
ALSTOM-44 | Nokia-02/D | Finland | 1978 | Suomen Puhallin Tehdas Oy Kihnion Tehdas | Kihnion Tehdas | TSC | FRL | (Local) | N/A | 0.4kV | 6 | 0.375 | 0 | 0.375 | 0.375 | N/A | N/A | N/A | N/A | N/A
ALSTOM-45 | GEC24 | Great Britain | 1978 | National Coal Board | Bentley | SR+FC | FRL | (Local) | 11kV@50Hz | 11.0kV | N/A | +0.4/+5.7 | 5.3 | 6.3 | 5.3 (15.9 for 1/2 min.) | N/A | Damped HP | Not Included | N/A | N/A
ALSTOM-46 | GEC24 | Great Britain | 1978 | National Coal Board | Frickley | SR+FC | FRL | (Local) | 11kV@50Hz | 11.0kV | N/A | +0.4/+5.7 | 5.3 | 6.3 | 5.3 (15.9 for 1/2 min.) | N/A | Damped HP | Not Included | N/A | N/A
ALSTOM-47 | GEC24 | Great Britain | 1978 | National Coal Board | Ollerton | SR+FC | FRL | (Local) | 11kV@50Hz | 11.0kV | N/A | +0.4/+5.7 | 5.3 | 6.3 | 5.3 (15.9 for 1/2 min.) | N/A | Damped HP | Not Included | N/A | N/A
ALSTOM-48 | GEC24 | Great Britain | 1978 | National Coal Board | Yorkshire Main | SR+FC | FRL | (Local) | 11kV@50Hz | 11.0kV | N/A | +0.4/+5.7 | 5.3 | 6.3 | 5.3 (15.9 for 1/2 min.) | N/A | Damped HP | Not Included | N/A | N/A
ALSTOM-49 | GEC24 | Great Britain | 1978 | National Coal Board | Thorne | SR+FC | FRL | (Local) | 11kV@50Hz | 11.0kV | N/A | +0.4/+5.7 | 5.3 | 6.3 | 5.3 (15.9 for 1/2 min.) | N/A | Damped HP | Not Included | N/A | N/A
ALSTOM-50 | GEC22 | Nigeria | 1905-05-31 | NEPA | Gombe | SR+MSR | DS+SS | (Local) | 132kV@50Hz | 11.0kV | N/A | -18/0 | 18 | 0 | 8 (24 for 1/2 min.) | N/A | None | Not Included | N/A | N/A
ALSTOM-51 | GEC21 | Nigeria | 1978 | NEPA | Maiduguri | SR+MSR | DS+SS | (Local) | 132kV@50Hz | 33.0kV | N/A | -27/0 | 27 | 0 | 8 (24 for 1/2 min.) | N/A | None | Not Included | N/A | N/A
ALSTOM-52 | GEC23 | Switzerland | 1978 | CERN | CERN | SR+FC | FRL | (Local) | 380kV@50Hz | 18.0kV | N/A | -15/+85 | 15 | 92 | 100 (300 for 1/2 min.) | N/A | 2,3,5.7.11.13.HP,HP | Not Included | N/A | N/A
ALSTOM-53 | GE-07/D | Argentina | 1979 | Acindar | N/A | TCR+FC | FRL (Arc Furn) | (Local) | 220kV@50Hz | 33.0kV | N/A | 120 | 0 | 120 | 120 | 53mm3.0kV 1050a;A | 2H,3H,4H,5H | Not Included | N/A | N/A
ALSTOM-54 | GEC26 | Australia | 1979 | Capricornia Electricity Board | Rockhampton | SR+MSC | SS | (Local) | 66kV@50Hz | 66.0kV | N/A | -60/+60 | 60 | 68.4 | 60 (180 for 1/2 min.) | N/A | 2H plus Capacitor | Not Included | N/A | N/A
ALSTOM-55 | GEC25 | Brazil | 1979 | Acesita Steel Mill | Itabira | SR+FC | FRL | (Local) | 230kV@60Hz | 13.8kV | N/A | -3/+40 | 3 | 42.3 | 43 (129 for 1/2 min.) | N/A | Damped HP | Not Included | N/A | N/A
ALSTOM-56 | Nokia-03/D | Finland | 1979 | Etela Karjalan Sahko Oy | N/A | TSC | FRL | (Local) | N/A | 0.4kV | 6 | 0.1 | 0 | 0.1 | 0.1 | N/A | N/A | N/A | N/A | N/A
ALSTOM-57 | GEC24 | Great Britain | 1979 | National Coal Board | Markham Main | SR+FC | FRL | (Local) | 11kV@50Hz | 11.0kV | N/A | +0.4/+5.7 | 5.3 | 6.3 | 5.3 (15.9 for 1/2 min.) | N/A | Damped HP | Not Included | N/A | N/A
ALSTOM-58 | GEC24 | Great Britain | 1979 | National Coal Board | Bilsthorpe | SR+FC | FRL | (Local) | 11kV@50Hz | 11.0kV | N/A | +0.4/+5.7 | 5.3 | 6.3 | 5.3 (15.9 for 1/2 min.) | N/A | Damped HP | Not Included | N/A | N/A
ALSTOM-59 | GE-14/D | Italy | 1979 | AFL Falck #1 | N/A | TCR+FC | FRL (Roll Mill) | (Local) | 220kV@50Hz | 14.0kV | N/A | 30 | 0 | 30 | 30 | 40mm2.4kV 600a; A | 5H,7H | Not Included | N/A | N/A
ALSTOM-60 | GE-08/D | USA | 1979 | NPPD #2 | N/A | TCR+FC | FRL (Arc Furn) | (Local) | 230kV@60Hz | 13.8kV | N/A | 65 | 0 | 65 | 65 | 53mm2.5kV 1050a;A | 2H,3H,4H,5H,6H,7H | Not Included | N/A | N/A
ALSTOM-61 | GE-06/D | USA | 1979 | Nucor #2 | N/A | TCR+FC | FRL (Arc Furn) | (Local) | 115kV@60Hz | 13.8kV | N/A | 40 | 0 | 40 | 40 | 53mm2.5kV 1050a;A | 2H,3H,4H,5H | Not Included | N/A | N/A
ALSTOM-62 | GE03 | Canada | 1980 | Hydro-Quebec | Nemishau | TCR+FC | VC | (Local&Remote) | 765kV@60Hz | 22.0kV | 12 | 445 Each | 115 Each | 330 Each | 445 Each | 53mm2.9kV 1050a;A | 3H | 330MVA OAFA; N/A | 735kV (765?) | 22.0kV
ALSTOM-63 | GE03 | Canada | 1980 | Hydro-Quebec | Nemishau | TCR+FC | VC | (Local&Remote) | 765kV@60Hz | 22.0kV | 12 | 445 Each | 115 Each | 330 Each | 445 Each | 53mm2.9kV 1050a;A | 3H | 330MVA OAFA; N/A | 735kV (765?) | 22.0kV
ALSTOM-64 | COG05 | Chile | 1980 | ENDESA | Pan De Azucar #2 | TCR+FC | VC | (Local&Remote) | 220kV@60Hz | 13.8kV | 6 | 23 | 40 | 23 | 40 | 53mm2.6kV 1000a; A | 5H | 40MVA, 3 | 220kV | 13.8kV
ALSTOM-65 | J-SNDR | France | 1980 | SOLLAC |  | TCR+FC |  |  |  | 20.0kV |  | 0/+30
ALSTOM-66 | GEC24 | Great Britain | 1980 | National Coal Board | Thoresby | SR+FC | FRL | (Local) | 11kV@50Hz | 11.0kV | N/A | +0.4/+5.7 | 5.3 | 6.3 | 5.3 (15.9 for 1/2 min.) | N/A | Damped HP | Not Included | N/A | N/A
ALSTOM-67 | GEC24 | Great Britain | 1980 | National Coal Board | Askern | SR+FC | FRL | (Local) | 11kV@50Hz | 11.0kV | N/A | +0.4/+5.7 | 5.3 | 6.3 | 5.3 (15.9 for 1/2 min.) | N/A | Damped HP | Not Included | N/A | N/A
ALSTOM-68 | Nokia02 | Zambia | 1980 | Zesco | Luano | TCR+MSC | VC | (Local&Remote) | 330kV@50Hz | 11.0kV | 6 | 103.4 | 47.8 | 55.6 | 47.8(Fast ) 103.4(Slow) | 50mm, 2.2kV, 1200A, O | 6H | 2x145/120/40MVA, 3 | 330kV | 220kV(Tert 11kV)
ALSTOM-69 | GEC29 | Algeria | 1981 | Sonacome | Rouiba | SR+FC | LFR | (Local) | 60kV@50Hz | 10.0kV | N/A | +1/+12 | 11 | 14.6 | 11 (33 for 1/2 min.) | N/A | Damped 3H | Not Included | N/A | N/A
ALSTOM-70 | COG04(b) | Chile | 1981 | ENDESA | Matencillo | TCR+FC | VC | (Local&Remote) | 220kV@60Hz | 13.8kV | 6 | -17/+23 | 40 | 23 | 40 | 53mm2.6kV 1000a; A | 5H,7H | 40MVA, 3 | 220kV | 13.8kV
ALSTOM-71 | COG04(a) | Chile | 1981 | ENDESA | Pan De Azucar #1 | TCR+FC | VC | (Local&Remote) | 220kV@60Hz | 13.8kV | 6 | -17/+23 | 40 | 23 | 40 | 53mm2.6kV 1000a; A | 5H | 40MVA, 3 | 220kV | 13.8kV
ALSTOM-72 | COG03 | Chile | 1981 | ENDESA | Maitencillo | TCR+FC | VC | (Local&Remote) | 220kV@60Hz | 13.8kV | 6 | -17/+23 | 40 | 23 | 40 | 53mm2.6kV 1000a; A | 5H | 40MVA, 3 | 220kV | 13.8kV
ALSTOM-73 | AEG-02/D | DDR | 1981 | VER Edenstahl - Werke | Freital | Forced Comm. Rectif. + FC | FRL | (Local) | 15kV@50Hz | 936V | 12 | -3.4/+3.4 | N/A | 3.3 | 0.lind...6.7cap | 50mm2.0kV 930a; A | 5H.11H | 3.4MVA ONAN; 3 | 15kV | 936V
ALSTOM-74 | AEG-01/D | DDR | 1981 | VER Stahl-U. Walzwerk | Ilsenburg | Forced Comm. Rectif. + FC | FRL | (Local) | 15kV@50Hz | 936V | 12 | -17/+17 | N/A | 25.35 | 8.35cap...42.35cap | 50mm2.0kV 930a; A | 3H,5H,7H,11H | 17MVA ONAN; 3 | 15kV | 936V
ALSTOM-75 | GEC28 | Eire | 1981 | Irish Steel Holdings | Irish Steel | SR+FC | LFR | (Local) | 110kV@50Hz | 38.0kV | 12 | +17.5/+50 | 35 (54.7 for 10 min.) | 52.5 | 35 (105 for 1/2 min.) | N/A | 2H,3H,HP | 25MVA; 3 | 38kV | 30kV
ALSTOM-76 | GEC24 | Great Britain | 1981 | National Coal Board | Harworth | SR+FC | FRL | (Local) | 11kV@50Hz | 11.0kV | N/A | +0.4/+5.7 | 5.3 | 6.3 | 5.3 (15.9 for 1/2 min.) | N/A | Damped HP | Not Included | N/A | N/A
ALSTOM-77 | GEC24 | Great Britain | 1981 | National Coal Board | Welbeck | SR+FC | FRL | (Local) | 11kV@50Hz | 11.0kV | N/A | +0.4/+5.7 | 5.3 | 6.3 | 5.3 (15.9 for 1/2 min.) | N/A | Damped HP | Not Included | N/A | N/A
ALSTOM-78 | GEC27 | Mexico | 1981 | CFE | Ciudad Juarez | SR+MSC+MSR | DS+SS | (Local) | 230kV@60Hz | 69.0kV | N/A | -73/+90 | 73 | 90 | 43 (129 for 1/2 min.) | N/A | None | None | N/A | N/A
ALSTOM-79 | GE-09/D | USA | 1981 | Nucor #3 | N/A | TCR+FC | FRL (Arc Furn) | (Local) | 138kV@60Hz | 34.5kV | N/A | 100 | 30 | 70 | 100 | 53mm3.0kV 1050a;A | 2H,3H,4H,5H | Not Included | N/A | N/A
ALSTOM-80 | GE-11/D | USA | 1981 | Georgetown Steel | N/A | TCR+FC | FRL (Arc Furn) | (Local) | 115kV@60Hz | 14.4kV | N/A | 60 | 0 | 60 | 60 | 53mm2.5kV 1050a;A | 2H,3H,4H,5H,6H | Not Included | N/A | N/A
ALSTOM-81 | GE-10/D | USA | 1981 | Florida Steel | N/A | TCR+FC | FRL (Arc Furn) | (Local) | 161kV@60Hz | 33.0kV | N/A | 80 | 0 | 80 | 80 | 53mm3.0kV 1050a;A | 2H,3H,4H,5H,6H | Not Included | N/A | N/A
ALSTOM-82 | GEC30 | Australia | 1982 | Elura Coal Mine | Elura | SR+FC | FRL | (Local) | 11kV@50Hz | 11.0kV | N/A | 0/+15 | 6.3 | 15 | 6.3 (18.9 for 1/2 min.) | N/A | Damped HP | None | N/A | N/A
ALSTOM-83 | GE04 | Canada | 1982 | Hydro-Quebec | Albanel | TCR+FC | VC | (Local&Remote) | 765kV@60Hz | 22.0kV | 12 | 445 Each | 115 Each | 330 Each | 445 Each | 53mm3.2kV 1050a;A | 3H | 330MVA OAFA; N/A | 735kV (765?) | 22.0kV
ALSTOM-84 | GE04 | Canada | 1982 | Hydro-Quebec | Albanel | TCR+FC | VC | (Local&Remote) | 765kV@60Hz | 22.0kV | 12 | 445 Each | 115 Each | 330 Each | 445 Each | 53mm3.2kV 1050a;A | 3H | 330MVA OAFA; N/A | 735kV (765?) | 22.0kV
ALSTOM-85 | Nokia-05/D | Finland | 1982 | Suomen Puhallin Tehdas Oy Kihnion Tehdas | Kihnion Tehdas | TSC | FRL | (Local) | N/A | 0.4kV | 6 | 0.45 | 0 | 0.45 | 0.45 | N/A | N/A | N/A | N/A | N/A
ALSTOM-86 | Nokia-04/D | Soviet Union | 1982 | v/o Energomachexport | Togliatti | TCR+FC | FRL+UL | (Local) | N/A | 10.0kV | 6 | 10 | 0 | 10 | 10 | 75mm, 3.5kV, 1200A, W | 5H,7H,BB | N/A | N/A | N/A
ALSTOM-87 | GE-12/D | USA | 1982 | Ameristeel Knoxville Iron | N/A | TCR+FC | FRL (Arc Furn) | (Local) | 69kV@60Hz | 13.8kV | N/A | 30 | 0 | 30 | 30 | 53mm2.5kV 1050a;A | 2H,3H,4H,5H,6H | Not Included | N/A | N/A
ALSTOM-88 | GE-13/D | Yugoslavia | 1982 | BKN | N/A | TCR+FC | FRL (Arc Furn) | (Local) | 110kV@50Hz | 35.0kV | N/A | 60 | 0 | 60 | 60 | 53mm3.0kV 1050a;A | 2H,3H,4H,5H | Not Included | N/A | N/A
ALSTOM-89 | COG06 | Chile | 1983 | CODELCO | Chuquicamata | TCR+FC | VC | (Local) | 100kV@60Hz | 6.9kV | 6 | -17.4/+3.6 | 21 | 3.6 | 21 | 77mm4.5kV 1800a; A | 5H,7H | 21MVA, 3 | 100kV | 6.16kV
ALSTOM-90 | GEC32 | Great Britain | 1983 | National Coal Board | Selby | SR+FC | FRL | (Local) | 11kV@50Hz | 11.0kV | N/A | 0/+12 | 12 | 14 | 12 (36 for 1/2 min.) | N/A | Damped 2H,3H,HP | None | N/A | N/A
ALSTOM-91 | GEC31 | Great Britain | 1983 | National Coal Board | Selby | SR+FC | FRL | (Local) | 11kV@50Hz | 11.0kV | N/A | 0/+12 | 12 | 14 | 12 (36 for 1/2 min.) | N/A | Damped 2H,3H,HP | None | N/A | N/A
ALSTOM-92 | COG- | Mozambique | 1983 | ELECTRICITE DE MOZAMBIQUE |  | TCR+FC |  |  |  | 7.7kV |  | -30/+30
ALSTOM-93 | AEG02 | South Africa | 1983 | ESCOM | Tweekoppies | TCR+FC | VC+UL+FRL | (Local & Remote) | 132kV@50Hz | 5.1kV | 6 | 45 | 10 | 35 | 45 | 100mm4.0kV 2200a; W | 2H,3H,5/7H | 35MVA ONAF; 3 | 132kV | 5.1kV
ALSTOM-94 | AEG01 | South Africa | 1983 | ESCOM | Pitgietersrus | TCR+FC | VC+UL | (Local & Remote) | 132kV@50Hz | 5.1kV | 6 | 45 | 10 | 35 | 45 | 100mm4.0kV 2200a; W | 2H,3H,5/7H | 35MVA ONAF; 3 | 132kV | 5.1kV
ALSTOM-95 | Nokia-06/D | Soviet Union | 1983 | v/o Energomachexport | N/A | TCR+FC | FRL+UL | (Local) | N/A | 10.0kV | 6 | 10 | 0 | 10 | 10 | 75mm, 3.5kV, 1200A, W | 5H,7H,BB | N/A | N/A | N/A
ALSTOM-96 | Nokia | Soviet Union | 1983 | V/O TIAJPROMEXPORT |  | TCR+FC |  |  |  | 6 |  | 0/+6 |  |  | 6
ALSTOM-97 | COG07 | Uruguay | 1983 | COMPIAL | Palmar | TCR+FC+MSC | VC | (Local) | 150kV@60Hz | 31.5kV | 6 | 140 | 88 | 140 | 140 | 77mm4.5kV 1800a; A | 5H,7H | N/A; 1 | 500kV | 150kV (31.5kV Tert.)
ALSTOM-98 | COG- | Uruguay | 1983 | COMPIAL |  | TCR+FC |  |  | 150kV@60Hz | 31.5kV |  | 140 |  |  | 140
ALSTOM-99 | GEC35 | Australia | 1984 | SECWA Perth | Kalgoorlie | SR+FC+MSC | DS+SS | (Local) | 220kV@50Hz | 29.5kV | 12 | -32/+44 | 55 | 44 | 55 (165 for 1/2 min.) | N/A | 2H,3H,HP | 120/120/45MVA; 3 | 220/132kV | 29.5kV
ALSTOM-100 | GEC34 | Australia | 1984 | SECWA Perth | Kalgoorlie | SR+FC+MSC | DS+SS | (Local) | 220kV@50Hz | 29.5kV | 12 | -32/+44 | 55 | 44 | 55 (165 for 1/2 min.) | N/A | 2H,3H,HP | 120/120/45MVA; 3 | 220/132kV | 29.5kV
ALSTOM-101 | GEC33 | Australia | 1984 | SECWA Perth | Merredin | SR+FC+MSC | DS+SS | (Local) | 220kV@50Hz | 29.5kV | 12 | -32/+44 | 55 | 44 | 55 (165 for 1/2 min.) | N/A | 2H,3H,HP | 120/120/45MVA; 3 | 220/132kV | 29.5kV
ALSTOM-102 | AEG-03/D | DDR | 1984 | VEB BKE EKO | Eisenhuttenstadt | Forced Comm. Rectif. + FC | FRL | (Local) | 15kV@50Hz | 936V | 12 | -6.5/+6.5 | N/A | 13.55 | 7.05cap...20.05cap | 50mm2.0kV 930a; A | 5H,7H | 6.5MVA ONAN; 3 | 15kV | 936V
ALSTOM-103 | COG08 | France | 1984 | ELECTRICITE DE FRANCE CRTT | Ancizes | TCR+FC | FRL+VC | (Local&Remote) | 69Kv@50Hz | 9.0kV | 6 | 25 | 40 | 25 | 40 | 77mm4.5kV 1800a; A | 3H,5H | 21MVA/40MVA OFAF; (10 min.) | 63kV | 9kV
ALSTOM-104 | J-SNDR-1 | Indonesia | 1984 | CRMI | Krakatau | TCR+FC | FRL (Rolling Mill) |  | 30kV@50Hz | 30kV | 6 | 0 to +40 | 40 | 40 | 0 to+40
ALSTOM-105 | COG09 | Mozambique | 1984 | ELECTRICIDAD DE MOZAMBIQUE | Caia | TCR+TSC | VC | (Local&Remote) | 220kV@50Hz | 7.7kV | 6 | 30 | 30 | 30 | 60 | 77mm4.5kV 1800a; A | No Filter | 35MVA OFAF; 3 | 220kV | 7.7kV
ALSTOM-106 | AEG07 | South Africa | 1984 | ESCOM | Grassridge | TCR+FC | VC+UL | (Local & Remote) | 132kV@50Hz | 5.1kV | 6 | 45 | 10 | 35 | 45 | 100mm4.0kV 2200a; W | 2H,3H,5/7H | 35MVA ONAF; 3 | 132kV | 5.1kV
ALSTOM-107 | AEG06 | South Africa | 1984 | ESCOM | Hydra II | TCR+FC | VC+VL+SS | (Local & Remote) | 400kV@50Hz | 30kV | 6 | 300 | 50 | 250 | 300 | 100mm4.0kV 2200a; W | 3H,5/7H | 250MVA ONAF; 3 | 400kV | 30kV
ALSTOM-108 | AEG05 | South Africa | 1984 | ESCOM | Hydra I | TCR+FC | VC+VL+SS | (Local & Remote) | 400kV@50Hz | 30kV | 6 | 300 | 50 | 250 | 300 | 100mm4.0kV 2200a; W | 3H,5/7H | 250MVA ONAF; 3 | 400kV | 30kV
ALSTOM-109 | AEG04 | South Africa | 1984 | ESCOM | Perseus II | TCR+FC | VC+VL+SS | (Local & Remote) | 400kV@50Hz | 30kV | 6 | 300 | 50 | 250 | 300 | 100mm4.0kV 2200a; W | 3H,5/7H | 250MVA ONAF; 3 | 400kV | 30kV
ALSTOM-110 | AEG03 | South Africa | 1984 | ESCOM | Perseus I | TCR+FC | VC+VL+SS | (Local & Remote) | 400kV@50Hz | 30kV | 6 | 300 | 50 | 250 | 300 | 100mm4.0kV 2200a; W | 3H,5/7H | 250MVA ONAF; 3 | 400kV | 30kV
ALSTOM-111 | GE08 | USA | 1984 | Texas Elec. Service | Odessa | TCR+MSC | DS | (Local&Remote) | 138kV@60Hz | 13.8kV | 6 | 80(S.S),150(DYN.) | 55(S.S),0(DYN.) | 25(S.S),150(DYN.) | 150 | 77mm2.6kV 2300a; A | 2H,5H,7H | Not Included | 345kV 138kV(Tert 13.8) | 138kV (Tert 13.8)
ALSTOM-112 | GE07 | USA | 1984 | El Paso Elec. | Amrad | TCR+FC | SS | (Local&Remote) | 138kV@60Hz | 13.8kV | 6 | 75(S.S),175(DYN.) | 50(S.S),150(DYN.) | 25(S.S),25(DYN.) | 175 | 77mm2.6kV 2300a; A | 2H,5H,7H,11H | Not Included | 345kV | 138kV (Tert 13.8kV)
ALSTOM-113 | GE06 | USA | 1984 | Utah P&L | 90 South | TCR+MSC | DS | (Local&Remote) | 138kV@60Hz | 13.8kV | 6 | 100(S.S),300(DYN.) | 70(S.S),0(DYN.) | 30(S.S),300(DYN.) | 300 | 77mm2.6kV 2300a; A | 2H,5H,7H,11H | Not Included | 345kV | 138kV (Tert 13.8kV)
ALSTOM-114 | Nokia03 | Zimbabwe | 1984 | Zesa | Sherwood | TCR+FC+MSC+MSR | VC | (Local&Remote) | 330kV@50Hz | 11.0kV | 6 | 192 | 97.8 | 94.2 | 127(Fast) 192(Slow) | 100mm, 4.4kV, 3000A, W | 2*5H,7H | 5x90/90/30MVA, 3 | 330kV | 88kV(Tert 11kV)
ALSTOM-115 | COG14 | Brazil | 1985 | Aco Dinais | Aco Dinais | TCR+FC | FRL (Roll Mill) | (Local) | 69kV@60Hz | 6.3kV | 6 | 110 | 75 | 110 | 175 | 77mm4.5kV 1300a; W | 3H,5H,7H,11H | N/A | N/A | N/A
ALSTOM-116 | GEC39 | Brazil | 1985 | COFAVI | Vitoria Works | SR+FC | VL | (Local) | 138kV@50Hz | 33.0kV | N/A | -4/+55 | 51 | 61 | 51 (153 for 1/2 min.) | N/A | 2H,3H, Damped HP | None | N/A | N/A
ALSTOM-117 | ALSTOM- | France | 1985 | ETAS |  | TCR+FC |  | (Local) | 20kV |  |  | 0/+3 |  |  | 3
ALSTOM-118 | J-SNDR-2 | France | 1985 | SOLLAC | Saint Agathe | TCR+FC | FRL (Rolling Mill) |  | 6.3kV | 63kV | 6 | 0 /+38 | 38 | 38 | 0 to +38
ALSTOM-119 | AEG-05/D | FRG | 1985 | Deutsche Gesellschaft | Berlin-Marienf. | TCR+FC | FRL | (Local) | 15kV@50Hz | 936V | 12 | -3.4/+3.4 | N/A | 3.3 | 0.lind...6.7cap | 50mm2.0kV 930a; A | 5H,11H | 3.4MVA ONAN; 3 | 15kV | 936V
ALSTOM-120 | AEG-04/D | FRG | 1985 | KERMI | Pankofen | TCR+FC | FRL | (Local) | 400V@50Hz | 400V | 6 | 2.8 | N/A | 2.8 | 0...2.8cap | 50mm2.0kV 930a; A | 3H | N/A | N/A | N/A
ALSTOM-121 | GEC41 | Great Britain | 1985 | CEGB | Sellindge | SR+FC+MSC | VC+SS | (Local) | 400kV@50Hz | 56.6kV | 18 | -150/+150 | 150 (675 for 1/2 sec.) | 150 | 150 (675 for 1/2 sec.) | N/A | 3H, Damped 2H,3H | 150MVA FOA; 3 | 400kV | 56.6kV
ALSTOM-122 | GEC40 | Great Britain | 1985 | CEGB | Sellindge | SR+FC+MSC | VC+SS | (Local) | 400kV@50Hz | 56.6kV | 18 | -150/+150 | 150 (675 for 1/2 sec.) | 150 | 150 (675 for 1/2 sec.) | N/A | 3H, Damped 2H,3H | 150MVA FOA; 3 | 400kV | 56.6kV
ALSTOM-123 | GEC37 | Great Britain | 1985 | National Coal Board | Mansfield | SR+FC | FRL | (Local) | 11kV@50Hz | 11.0kV | 12 | +0.4/+5.7 | 5.3 | 6.3 | 5.3 (15.9 for 1/2 min.) | N/A | HP | 6MVA FOA; 3 | 11kV | 11.0kV
ALSTOM-124 | ALSTOM- | Italy | 1985 | ITALIMPIANTI |  | TCR+FC |  | (Local) | 33kV |  |  | 0/+100 |  |  | 100
ALSTOM-125 | ALSTOM- | Italy | 1985 | ITALIMPIANTI |  | TCR+FC |  | (Local) | 33kV |  |  | 0/+100 |  |  | 100
ALSTOM-126 | GEC38 | Paraguay | 1985 | ANDE | Asuncion | TCR+FC+MSC+MSR | DS | (Remote) | 220kV@50Hz | 66.0kV | 12 | -80/+100 | 80 | 100 | 80 (240 for 1/2 min.) | 75mm3.6kV 1800a;W | Damped HP | 110MVA FOA; 3 | 66kV | 6.5/6.5kV
ALSTOM-127 | GEC77 | Paraguay | 1985 | Administración Nacional de Electricidad | San Lorenzo | TCR+TSC+FC | VC+SS | (Local) | 66kV@50Hz | 66kV | 12 | -5/+100 | 105 | 100 | 80 | 56mm, 7.2kV, 2145a, W | 2D, 3H | 80 MVA : 3 PHASE | 66kV | 6kV
ALSTOM-128 | AEG10 | South Africa | 1985 | ESCOM | Buffalo | TCR+FC | VC+UL | (Local & Remote) | 132kV@50Hz | 5.1kV | 6 | 45 | 10 | 35 | 45 | 100mm4.0kV 2200a; W | 2H,3H,5/7H | 35MVA ONAF; 3 | 132kV | 5.1kV
ALSTOM-129 | AEG09 | South Africa | 1985 | ESCOM | Dreunberg | TCR+FC | VC+UL | (Local & Remote) | 132kV@50Hz | 5.1kV | 6 | 45 | 10 | 35 | 45 | 100mm4.0kV 2200a; W | 2H,3H,5/7H | 35MVA ONAF; 3 | 132kV | 5.1kV
ALSTOM-130 | AEG08 | South Africa | 1985 | ESCOM | Poseidon | TCR+FC+MSC | VC+VL+SS | (Local & Remote) | 400kV@50Hz | 30kV | 6 | 300 | 50 | 250 | 300 | 100mm4.0kV 2200a; W | 3H,5/7H | 250MVA ONAF; 3 | 400kV | 30kV
ALSTOM-131 | GEC36 | Tanzania | 1985 | Tanesco | Dodoma | SR | VC+DS | (Local) | 220kV@50Hz | 11.0kV | N/A | -30/0 | 30 | 0 | 30 (90 for 1/2 min.) | N/A | None | Not Included | N/A | N/A
ALSTOM-132 | Nokia-08/D | Turkey | 1985 | N/A | Iskenderum Iron and Steel Works | TCR+FC | FRL (Roll Mill) | (Local) | N/A | 6.0kV | 6 | 6.05 | 0 | 6.05 | 6.05 | 50mm, 2.2kV, 1200A, O | 5H,7H | N/A | N/A | N/A
ALSTOM-133 | Nokia-07/D | Turkey | 1985 | N/A | Iskenderum Iron and Steel Works | TCR+FC | FRL (Roll Mill) | (Local) | N/A | 6.0kV | 6 | 6.05 | 0 | 6.05 | 6.05 | 50mm, 2.2kV, 1200A, O | 5H,7H | N/A | N/A | N/A
ALSTOM-134 | GE10 | USA | 1985 | Alaska Power | Healy | TCR+FC | SS | (Local&Remote) | 138kV@60Hz | 12.0kV | 6 | 55 | 33 | 22 | 55 | 77mm4.9kV 1650a; A | 5H,7H | Not Included | 138kV | 12.0kV
ALSTOM-135 | GE09 | USA | 1985 | Alaska Power | Teeland | TCR+FC | SS | (Local&Remote) | 138kV@60Hz | 13.8kV | 6 | 44 | 22 | 22 | 44 | 77mm4.9kV 1650a; A | 5H,7H,11H | Not Included | 230kV | 138kV (Tert 13.8)
ALSTOM-136 | GE11 | USA | 1985 | Alaska Power | Gold Hill | Transductor | SS | (Local&Remote) | 69kV@60Hz | 13.8kV | 6 | 38 | 5 | 33 | 38 | 77mm4.7kV 1650a; A | 5H,7H | Not Included | 138kV | 69.0kV (Tert 13.8)
ALSTOM-137 | GE-16/D | Venezuela | 1985 | Sidor #2 | N/A | TCR+FC | FRL (Roll Mill) | (Local) | N/A@60Hz | 13.8kV | N/A | 45 | 0 | 45 | 45 | 53mm2.5kV 1050a;A | 3H,4H,5H | Not Included | N/A | N/A
ALSTOM-138 | GE-15/D | Venezuela | 1985 | Sidor #1 | N/A | TCR+FC | FRL (Roll Mill) | (Local) | N/A@60Hz | 13.8kV | N/A | 25 | 0 | 25 | 25 | 53mm2.5kV 1050a;A | 4H,5H,6H | Not Included | N/A | N/A
ALSTOM-139 | GEC | Brazil | 1986 | ACO MINAIS |  | TCR+FC |  |  |  | 6.3kV |  | 75
ALSTOM-140 | COG11 | Brazil | 1986 | Electronorte | Manaus | TCR+TSC+FC | VC | (Local&Remote) | 69Kv@50Hz | 7.7kV | 6 | 50 | 30 | 50 | 60 | 77mm4.5kV 1800a; A | 5H,7H | 30MVA; 3 | 220kV | 7.7kV
ALSTOM-141 | AEG-06/D | FRG | 1986 | DBE | Gorleben | Forced Comm. Rectif. + FC | FRL | (Local) | 20kV@50Hz | 936V | 12 | -3.25/+3.25 | N/A | 3.25 | 0...6.5cap | 50mm2.0kV 930a; A | 5H,7H,11H | 3.25MVA ONAN; 3 | 20kV | 936V
ALSTOM-142 | GEC42 | Great Britain | 1986 | CEGB | Ninfield | SR+FC+MSC | VC+SS | (Local) | 400kV@50Hz | 56.6kV | 18 | -150/+150 | 150 (675 for 1/2 sec.) | 150 | 150 (675 for 1/2 sec.) | N/A | 3H, Damped 2H,3H | 150MVA FOA; 3 | 400kV | 56.6kV
ALSTOM-143 | J-SNDR-3 | Luxembourg | 1986 | MMRA | Rodange Steel | TCR+FC | FRL (Rolling Mill) |  | 5.2kV | 5.2kV | 6 | 0 to +18 | 18 | 18 | 0 to+18
ALSTOM-144 | COG10 | Mozambique | 1986 | ELECTRICIDAD DE MOZAMBIQUE | Alto Molocue | TCR+TSC | VC | (Local&Remote) | 220kV@50Hz | 7.7kV | 6 | 30 | 30 | 30 | 60 | 77mm4.5kV 1800a; A | No Filter | 35MVA OFAF; 3 | 220kV | 7.7kV
ALSTOM-145 | AEG11 | South Africa | 1986 | ESCOM | Komani | TCR+FC | VC+UL | (Local & Remote) | 132kV@50Hz | 5.1kV | 6 | 45 | 10 | 35 | 45 | 100mm4.0kV 2200a; W | 2H,3H,5/7H | 35MVA ONAF; 3 | 132kV | 5.1kV
ALSTOM-146 | AEG-07/D | Spain | 1986 | MEGASA | El Ferrol | TCR+FC | FRL | (Local) | 15kV@50Hz | 15kV | 6 | 42 | N/A | 42 | 0...42cap | 50mm2.0kV 930a; A | 2H,3H,4H | N/A | N/A | N/A
ALSTOM-147 | GE-17/D | USA | 1986 | General Motors | Grand Blanc | TCR+FC | Large Welding Load | (Local) | 138kV@60Hz | 13.8kV | 6 | 45 | 0 | 45 | 45 | 77mm4.9kV 1650a; A | 3H,5H,7H | N/A | N/A | N/A
ALSTOM-148 | COG12 | Brazil | 1987 | Electronorte | Rio Branco | TCR+TSR+TSC+FC | VC | (Local&Remote) | 230kV@60Hz | 7.7kV | 6 | 50 | 60 | 40 | 90 | 77mm4.5kV 1800a; A | In Calculations | 50MVA; 3 | 220kV | 7.7kV
ALSTOM-149 | GEC44 | China | 1987 | CMEC (China Machinery Import Export Corp.) | Shaoguan | TCR+FC | LFR | (Local&Remote) | 110kV@50Hz | 35.0kV | 6 | 0/+14 | 0 | 14 | 14 | 75mm, 4.6kV 1408a; W | C' Filter | 11.7MVA FOA; 3 | 37.5kV | 2.46kV
ALSTOM-150 | GEC45 | France | 1987 | CERN | Villars Dame (Lg Electron Positron) | TCR | FRL | (Local) | 380kV@50Hz | 18.0kV | 6 | -24/0 | 24 To be Uprated to 50.5 | None | 24 | 56mm, 4.4kV 926a; W | N/A | None | N/A | N/A
ALSTOM-151 | GEC46 | France | 1987 | CERN | Pouilly (Large Electron Positron) | TCR | FRL | (Local) | 380kV@50Hz | 18.0kV | 6 | -24/0 | 24 To be Uprated to 50.5 | None | 24 | 56mm, 4.4kV 926a; W | N/A | None | N/A | N/A
ALSTOM-152 | GEC43 | Great Britain | 1987 | National Coal Board | Maltby | TCR+FC | FRL | (Local) | 11kV@50Hz | 11.0kV | 6 | -0.6/+5.4 | 0.6 | 5.4 | 6 | 75mm, 4.6kV 1408a; W | Damped 2H | 6MVA FOA; 3 | 11kV | 2.46kV
ALSTOM-153 | GEC69 | Switzerland | 1987 | CERN | Geneva | TCR+FC | FRL | (Local) | 18kV@50Hz | 18kV | 6 | -24/+0 | 24 | N/A | -24/+0 | 56mm, 4.4kV, 1225a, W | N/A | None | N/A | N/A
ALSTOM-154 | Nokia-09/D | Czechoslovakia | 1988 | Power Engineering Industries | ZTS Martin | TCR+FC | FRL+UL (Arc Furn) | (Local) | 22kV@50Hz | 2.5kV | 6 | 9 | 0 | 9 | 9 | 75mm, 4.2kV, 1250A, W | 3H,5H,7H | 5MVA; 3 | 22kV | 2.5kV
ALSTOM-155 | Nokia- | Finland | 1988 | Outokumpu Oy | Tornio | TCR+FC |  | (Local) | 20kV |  |  | 0/+72 |  |  | 72
ALSTOM-156 | GEC48 | Great Britain | 1988 | British Steel | Lackenby | TCR+FC | FRL | (Local) | 11kV@50Hz | 11.0kV | 6 | -0/+24 | 0 | 24 | 24 | 56mm, 4.4kV 656a; W | 3H | None | N/A | N/A
ALSTOM-157 | GEC47 | Mexico | 1988 | Sicartsa | Lazaro Cardenas | SR+FC | UL | (Local) | 33kV@60Hz | 33.0kV | 6 | 0/+36 | 0 | 36 | 36 | N/A | 3H, Damped 2H, Plain | None | N/A | N/A
ALSTOM-158 | Nokia | Soviet Union | 1988 | V/O SOVELEKTRO |  | TCR+FC |  | (Local) | 33kV |  |  | 0/+160 |  |  | 160
ALSTOM-159 | CANA-01/D | USA | 1988 | Citisteel Co. | Claymont, DE | TCR+FC | FRL (Arc Furn) | (Local) | 13.8kV | 13.8kV | 6 | 0 to +50 | 53 | 52.2 | 0 to +50 | 77mm, 4900V, 1222a, A | 2H,3H,5H,7H | N/A | N/A | N/A
ALSTOM-160 | COG- | Brazil | 1989 | FURNAS |  | TCR+FC |  | (Local) |  | 10.5kV |  | 75 |  |  | 75
ALSTOM-161 | GEC49 | Great Britain | 1989 | British Coal | Harworth | TCR+FC | FRL | (Local) | 11kV@50Hz | 11kV | 6 | -0.6/+5.4 | 6 | 5.4 | 6 | 75mm, 4.6kV 1300a; W | High Pass | N/A | N/A | N/A
ALSTOM-162 | GEC- | Namibia | 1989 | SWAWEK | Omburu | TCR+FC |  | (Local) |  | 10kV |  | -15/+45 |  |  | 60
ALSTOM-163 | Nokia-10/D | Soviet Union | 1989 | Italimpianti | Voljskyd Seamless Pipe Works | TCR+FC | FRL+UL (Arc Furn) | (Local&Remote) | N/A | 33.0kV | 6 | 160 | 0 | 160 | 160 | 75mm, 4.2kV, 1250A, W | 2H,3H,4H,5H | N/A | N/A | N/A
ALSTOM-164 | Nokia | Soviet Union | 1989 | V/O SOVELEKTRO |  | TCR+FC |  | (Local) | 33kV |  |  | 0/+109 |  |  | 109
ALSTOM-165 | CANA-03/D | USA | 1989 | Georgia Power | Atlantic Steel | TCR+FC | FRL (Arc Furn) | (Local&Remote) | 34.5kV | 34.5kV | 6 | -23 to +144 | 167 | 144 | -23 to +144 | 77mm, 4900V, 1600a, A | 2H,3H,4H,5H,7H | N/A | N/A | N/A
ALSTOM-166 | CANA-02/D | USA | 1989 | Saturn (G.M.) | Springhill, TN | TCR+FC | FRL/VC | (Local) | 13.8kV | 13.8kV | 6 | 0 to +65 | 66 | 66 | 0 to +65 | 77mm, 4900V, 1650a, A | 3H,2@5H,7H | N/A | N/A | N/A
ALSTOM-167 | GEC57 | Australia | 1990 | Western Mining Corp. | Leinster | TCR+FC | FRL | (Local) | 11kV@50Hz | 11kV | 6 | -6/+12 | 18 | 12 | 18 | 56mm, 4.4kV, 1225a, W | 5H, 7H, 11H, HP | None | N/A | N/A
ALSTOM-168 | GEC58 | Great Britain | 1990 | British Steel | Skinningrove | TCR+FC | FRL | (Local) | 11kV@50Hz | 11kV | 6 | -4/+28 | 24 | 28 | 24 | 56mm, 4.4kV, 1225a, W | 2D, 3H, HP | None | N/A | N/A
ALSTOM-169 | GEC56 | Great Britain | 1990 | British Steel | Lackenby III | TCR+FC | FRL+LFR | (Local) | 11kV@50Hz | 11kV | 6 | 0/+37 | 37 | 37 | 37 | 56mm, 4.4kV, 1225a, W | 2D, 3H, HP | None | N/A | N/A
ALSTOM-170 | GEC55 | Great Britain | 1990 | British Steel | Lackenby II | TCR+FC | FRL+LFR | (Local) | 11kV@50Hz | 11kV | 6 | 0/+37 | 37 | 37 | 37 | 56mm, 4,4kV, 1225a, W | 2D, 3H, HP | None | N/A | N/A
ALSTOM-171 | GEC50 | Great Britain | 1990 | CEGB | Exeter | TCR+TSC+FC | VC+SS | (Local&Remote) | 400kV@50Hz | 400kV | 6 | -75/+150 | 95 | 170 | 225 | 100mm, 4.6kV 4400a; W | 3H | 170MVA; 3 | 400kV | 7.9kV
ALSTOM-172 | Nokia-11/D | Soviet Union | 1990 | Voest Alpine | Pluscord | TCR+FC | FRL+UL (Arc Furn) | (Local) | N/A | 33.0kV | 6 | 109 | 0 | 109 | 109 | 75mm, 4.2kV, 1250A, W | 2H,3H,4H,5H | N/A | N/A | N/A
ALSTOM-173 | COG15 | Zaire | 1990 | SNEL | Kirvenza | TCR+TSC+FC | VC | (Local&Remote) | 220kV@60Hz | 10.5kV | 6 | 130 | 100 | 130 | 220 | 100mm5.0kV 300a; W | 5H,7H | N/A | N/A | N/A
ALSTOM-174 | GEC67 | Australia | 1991 | Queensland Electricity Board (South West) | Charleville | TCR+FC | VC+SS | (Local) | 6.6kV@50Hz | 6.6kV | 6 | -8/+10 | 18 | 10 | 18 | 56mm, 4.4kV, 1225a, W | 5H, 7H, HP | None | 66kV | 11kV
ALSTOM-175 | GEC52 | Great Britain | 1991 | NGC | St. John's Wood I | TCR+TSC+FC | VC+SS | (Local&Remote) | 275kV@50Hz | 275kV | 6 | -106/+150 | 143 | 187.5 | 256 | 100mm, 4.6kV, 4400a, W | 5H | 192MVA; 3 | 275kV | 16kV
ALSTOM-176 | GEC51 | Great Britain | 1991 | NGC | Lovedean | TCR+TSC+FC | VC+SS | (Local&Remote) | 400kV@50Hz | 400kV | 6 | -75/+150 | 95 | 170 | 225 | 100mm, 4.6kV, 4400a, W | 3H | 170MVA; 3 | 400kV | 7.9kV
ALSTOM-177 | CANA-04 | USA | 1991 | Auburn Steel | Auburn, NY | TCR+FC | FRL (Arc Furn) | (Local) | 13.8kV | 13.8kV | 6 | -23 to +42 | 65 | 42 | -23 to +42 | 77mm, 4900V, 1650a, A | 2H,3H,4H,5H,7H | N/A | N/A | N/A
ALSTOM-178 | CANA-02 | USA | 1991 | U.S. Bureau of Reclaimation | San Xavier | TCR+FC | VC (Start Pump Mtrs) | (Local&Remote) | 6.9kV | 6.9kV | 6 | 0 to +16 | 16 | 16 | 0 to +16 | 53mm, 2600V, 800a, A | 2H,3H,5H,7H | N/A | N/A | N/A
ALSTOM-179 | CANA-01 | USA | 1991 | U.S. Bureau of Reclaimation | Brawley | TCR+FC | VC (Start Pump Mtrs) | (Local&Remote) | 6.9kV | 6.9kV | 6 | 0 to +16 | 16 | 16 | 0 to +16 | 53mm, 2600V, 800a, A | 2H,3H,5H,7H | N/A | N/A | N/A
ALSTOM-180 | GEC60 | USA | 1991 | Capitol Castings | Chandler | TCR+FC | LFR | (Local) | 12.5kV@60Hz | 12.47kV | 6 | 0/+20 | 20 | 20 | -10/+30 | 56mm, 4.4kV, 1225a, W | 2H, 3H | None | N/A | N/A
ALSTOM-181 | GEC66 | Australia | 1992 | Queensland Electricity Board (Far North) | Normanton | TCR+FC | VC+SS | (Local) | 6.6kV@50Hz | 6.6kV | 6 | -5/+8 | 12 | 8 | 13 | 56mm, 4.4kV, 1225a, W | 5H, 7H, HP | 5 MVA*2 : 3 PHASE | 66kV | 66/6.6kV
ALSTOM-182 | GEC65 | Australia | 1992 | Queensland Electricity Board (Far North) | Georgetown | TCR+FC | VC+SS | (Local) | 6.6kV@50Hz | 6.6kV | 6 | -8/+10 | 18 | 10 | 18 | 56mm, 4.4kV, 1225a, W | 5H, 7H, HP | 16 MVA*2 : 3 PHASE | 132kV | 66/6.6kV
ALSTOM-183 | CANA-05 | Canada | 1992 | Sask Power Upgrader Project | Lloydminster, SK | TCR+FC | VC/DS (Weak Sys) | (Local) | 25kV | 25kV | 6 | +5 to +45 | 43 | 47 | +5 to +45 | 53mm, 4900V, 580a, A | 5H, 7H, HP | N/A | N/A | N/A
ALSTOM-184 | CANA-05 | Canada | 1992 | Sask Power Upgrader Project | Lloydminster, SK | TCR+FC | VC/DS (Weak Sys) | (Local) | 25kV | 25kV | 6 | +5 to +45 | 43 | 47 | +5 to +45 | 53mm, 4900V, 580a, A | 5H, 7H, HP | N/A | N/A | N/A
ALSTOM-185 | GEC | Germany | 1992 | KFA | Julich | TCR+FC |  | (Local) |  | 2.8kV | 6 | 0/+24 |  |  | 24
ALSTOM-186 | CANA-08 | Great Britain | 1992 | Transmanche-Link | Folkstone | TCR+FC | UL (Traction Load) | (Local) | 132kV@50Hz | 26.3kV | 6 | -126 to +174 | 300 | 174 | -126 to +174 | 100mm, 5000V, 3800a, WG | 3H, 5H, 7H, 9H | 3 | 132kV | 45.47kV
ALSTOM-187 | GEC63 | Great Britain | 1992 | British Steel | Low Grange | TCR+FC | FRL | (Local) | 11kV@50Hz | 11kV | 6 | 0/+24 | 37 | 24 | -13/+24 | 56mm, 4.4kV, 1225a, W | 3H, HPD | None | N/A | N/A
ALSTOM-188 | GEC59 | Great Britain | 1992 | NGC | Mannington | TCR+TSC+FC | VC+SS | (Local&Remote) | 400kV@50Hz | 400kV | 6 | -75/+150 | 95 | 170 | 225 | 100mm, 4.6kV, 4400a, W | 3H, 5H | 170MVA; 3 | 400kV | 7.9kV
ALSTOM-189 | GEC54 | Great Britain | 1992 | NGC | Exeter II | TCR+TSC+FC | VC+SS | (Local&Remote) | 400kV@50Hz | 400kV | 6 | -75/+150 | 95 | 170 | 225 | 100mm, 4.6kV, 4400a, W | 3H | 170MVA; 3 | 400kV | 7.9kV
ALSTOM-190 | GEC53 | Great Britain | 1992 | NGC | St. John's Wood II | TCR+TSC+FC | VC+SS | (Local&Remote) | 275kV@50Hz | 275kV | 6 | -106/+150 | 143 | 187.5 | 256 | 100mm, 4.6kV, 4400a, W | 5H | 192MVA; 3 | 275kV | 16kV
ALSTOM-191 | J-SNDR-4 | Iran | 1992 | AHWAZ | AHWAZ | TCR+FC | FRL (Rolling Mill) |  | 3.3kV | 3.3kV | 6 | 0 to +26 | 26 | 26 | 0 to +26
ALSTOM-192 | CANA-07 | USA | 1992 | Salt River Project | Knoll Sub. | TCR+FC+MSC | VC/SS | (Local&Remote) | 115kV | 6.9kV | 6 | -15 to +15 | 30 | 15 | -15 to +15 | 53mm, 4900V, 1347a, WG | 3H, 5H | 16.2 | 115kV | 6.9kV
ALSTOM-193 | CANA-06 | USA | 1992 | Appalachian Power | Roanoke Steel | TCR+FC | FRL (Arc Furn) | (Local&Remote) | 34.5kV | 34.5kV | 6 | -42 to +169 | 211.5 | 169.5 | -42 to 169 | 77mm, 4900V, 2044a, WG | 3H, 5H, 7H, Damping | N/A | N/A | N/A
ALSTOM-194 | GEC82 | Australia | 1993 | SECWA Perth | Merredin | SR+FC+MSC | DS+SS | (Local) | 220kV@50Hz | 29.5kV | 12 | -32/+44 | 55 | 44 | 55 (165 for 1/2 min.) | N/A | 2H,3H,HP | 120/120/45MVA; 3 | 220/132kV | 29.5kV
ALSTOM-195 | GEC70 | Eire | 1993 | Irish Steel Holdings | Haulbowline | TCR+FC | LFR | (Local) | 110kV@50Hz | 110kV | 6 | 0/+60 | 0 | 60 | 0/+60 | 56mm, 4.4kV, 1225a, W | 2H, 3H | 30 MVA : 3 PHASE | 110kV | 18kV
ALSTOM-196 | COG- | England | 1993 | TML/EUROTUNNEL | [5 empty] | 26.2kV | 6 | -42/+58 |  |  | 100
ALSTOM-197 | GEC76 | Great Britain | 1993 | NGC | Mannington | TCR+TSC+FC | VC+SS | (Local & Remote) | 400kV@50Hz | 400kV | 6 | -75/+150 | 95 | 150 | 225 | 100mm, 4.6kV, 4400a, WG | 3H | 170.4 MVA : 3 PHASE | 400kV | 7.9kV
ALSTOM-198 | GEC68 | Switzerland | 1993 | CERN | Geneva | TCR+FC | FRL | (Local) | 18kV@50Hz | 18kV | 6 | -24/+0 | 24 | N/A | -24/+0 | 56mm, 4.4kV, 1225a, W | N/A | None | N/A | N/A
ALSTOM-199 | CANA-11 | USA | 1993 | Carolina Power & Light | Nucor | TCR+FC | FRL ( DC Furnace) |  | 13.8kV | 13.8kV | 6 | +20 to +60 | 40 | 60 | +20 to +60
ALSTOM-200 | CANA-09 | USA | 1993 | West Penn Power | Houston Sub. | TCR+FC | FRL (Arc Furn) | (Local&Remote) | 26.4kV | 26.4kV | 6 | -32 to +54 | 86 | 54 | -32 to +54 | 77mm, 4900V, 1100a, WG | Damping, 3H, 5H, 7H | N/A | N/A | N/A
ALSTOM-201 | CANA | USA | 1993 | EPRI/BPA Portland OR |  | TCSC |  | (Local) |  | 3.9kV | 6 | 4000A
ALSTOM-202 | J-SNDR-5 | China | 1994 | BENXI | BENXI | TCR+FC | FRL (Rolling Mill) |  | 10.0kV | 10.0kV | 6 | 0 to +15 | 15 | 15 | 0 to +15
ALSTOM-203 | J-SNDR-7 | Egypt | 1994 | Namatin | Namatin | TCR+FC | FRL (Arc Furn) |  | 11.0kV | 11.0kV | 6 | 0 to +51 | 51 | 51 | 0 to +51
ALSTOM-204 | J-SNDR-6 | Egypt | 1994 | EISCO | EISCO | TCR+FC | FRL (Arc Furn) |  | 6.3kV | 6.3kV | 6 | 0 to +33 | 33 | 33 | 0 to +33
ALSTOM-205 | GEC83 | Great Britain | 1994 | NGC | Cellarhead | TCR/TSC/FC | VC+SS | Local & Remote | 400kV@50Hz | 7.9kV | 6 | -75/150 | 95 | 150 | 225 | 100mm,4.6kV,4400a, WG | 3H | 170.4 MVA : 3 phase | 400 kV | 7.9kV
ALSTOM-206 | CANA-10 | Saudi Arabia | 1994 | SCECO-EAST I | Qaisumah, Saudi Arabia | TCR+FC | VC (Weak System) | (Local&Remote) | 13.8kV | 13.8kV | 6 | -25 to +50 | 75.5 | 50.5 | -25 to +50 | 100mm, 5000V, 2000a, WG | 5H, 7H, HP | 200-150-50 | 230/115 Auto | 13.8kV Tertiary
ALSTOM-207 | CANA | Saudi Arabia | 1994 | SCECO-EAST II | Qaisumah, Saudi Arabia | TCR+FC |  |  | 13.8kV | 13.8kV | 6 | -25 to +50 |  |  | 75
ALSTOM-208 | Nokian- | Taiwan | 1994 | Tang-Eng Iron Works Co Ltd. | Stainless steel plant | TCR+FC | FRL+UL (EAF) | (Local) | N/A | 22kV | 6 | 32 | 0 | 32 | 32 | 50mm, 4,6kV, 860A, W | 2H, 3H | N/A | N/A | N/A
ALSTOM-209 | GEC84 | USA | 1994 | Western Area Power Administration | Watertown | TCR/FC/MSR/MSC | VC+SS | Local & Remote | 230kV@60Hz | 20 | 6 | -150/+200 | 350 | 200 | 350 | 100mm,4.6kV,4400a, WG | 5,7 HP | 90/120/160 MVA : 3 phase | 230kV | 20kV
ALSTOM-210 | CANA-16 | Canada | 1995 | Ontario Hydro | Falconbridge | TCR+FC | FRL (Hoist motor) |  | 4.2kV | 4.2kV | 6 | 0 to +20 | 20 | 20 | 0 to +20
ALSTOM-211 | CANA | Canada | 1995 | Falconbridge | Onaping | TCR+FC |  |  |  | 4.2kV | 6 | 0/+20 |  |  | 20
ALSTOM-212 | J-SNDR-9 | Egypt | 1995 | Delta Steel | Delta Steel | TCR+FC | FRL (Arc Furn) |  |  |  | 6 | 0 to +30 | 30 | 30 | 0 to +30
ALSTOM-213 | J-SNDR-8 | France | 1995 | SNCF | SNCF | TCR+FC | VL (Traction) |  | 25.0kV | 25.0kV | 6 | 0 to +44 | 44 | 44 | 0 to +44
ALSTOM-214 | GEC | Germany | 1995 | Preussag Stahl AG | Peine | TCR+FC |  |  |  | 30kV | 6 | 0/+110 |  |  | 110
ALSTOM-215 | GEC86 | Great Britain | 1995 | NGC | Willington | TCR/TSC/FC | VC+SS | Local & Remote | 400kV@50Hz | 7.9kV | 6 | -75/+150 | 95 | 150 | 225 | 100mm,4.6kV,4400a, WG | 3H | 170.4 MVA : 3 phase | 400kV | 7.9kV
ALSTOM-216 | GEC85 | Great Britain | 1995 | NGC | Cellarhead | TCR/TSC/FC | VC+SS | Local & Remote | 400kV@50Hz | 7.9kV | 6 | -75/+150 | 95 | 150 | 225 | 100mm,4.6kV,4400a, WG | 3H | 170.4 MVA : 3 phase | 400kV | 7.9kV
ALSTOM-217 | Nokia | Poland | 1995 | Mannesmann Demag | Elstal Labedy, Gliwice, Poland | TCR+FC | FRL+UL (EAF) | (Local) | N/A | 30kV | 6 | 50 | 5 | 45 | 50 |  | 2H, 3H | N/A | N/A | N/A
ALSTOM-218 | CANA-14 | Taiwan (China) | 1995 | TPC | Yieh United I | TCR+FC | FRL (Arc Furn) |  | 34.5kV | 34.5kV | 6 | -30 to +95 | 95 | 125 | -30 to +95
ALSTOM-219 | CANA-13 | USA | 1995 | AEP | Steel Dynamics | TCR+FC | FRL ( Rolling Mill) |  | 34.5kV | 34.5kV | 6 | +10 to +75 | 65 | 75 | +10 to +75
ALSTOM-220 | CANA-12 | USA | 1995 | AEP | Steel Dynamics | TCR+FC | FRL (Arc Furn) |  | 34.5kV | 34.5kV | 6 | -75 to +175 | 250 | 175 | -75 to +175
ALSTOM-221 | COG13 | Brazil | 1996 | Furnas | Bandeirantes | TCR+TSC+FC | VC | (Local&Remote) | 345kV@60Hz | 10.5kV | 6 | 100 | 75 | 100 | 150 | 100mm 5KV 4400a; WG | 5H,7H | N/A | N/A | N/A
ALSTOM-222 | Nokian- | China | 1996 | Baoshan Iron Steel Corporation | Nº 2 Steel making plant | TCR+FC | FRL+UL (EAF) | (Local) | N/A | 33kV | 6 | 80 | 0 | 80 | 80 | 75mm, 4,6kV, 2073A, W | 2H, 3H, 4H, 5H, 7BB | N/A | N/A | N/A
ALSTOM-223 | Nokian- | Finland | 1996 | Rautaruukki | Hämenlinna | TCR+FC | FRL (Roll Mill) | (Local) | N/A | 10kV | 6 | 30 | 0 | 30 | 30 | 75mm, 4,6kV, 2073A, W | 5H, 7H, 11H, 13H | N/A | N/A | N/A
ALSTOM-224 | Nokian- | Finland | 1996 | Imatra Steel | Imatra | TCR+FC | FRL+UL (EAF) | (Local) | N/A | 21kV | 6 | 70 | 0 | 70 | 70 | 75mm, 4,6kV, 2073A, W | 2H, 3H, 4H, 5H, 7H | N/A | N/A | N/A
ALSTOM-225 | GEC90 | Great Britain | 1996 | NGC | Iron Acton | TSC | VC | Local & Remote | 275kV@50Hz | 13 | 6 | 0/+60 | 0 | 60 | 60 | 56mm,4.5kV,1438a,W | 3.5 | 60 MVA : 3 phase | 275kV | 13kV | Relocatable
ALSTOM-226 | GEC89 | Great Britain | 1996 | NGC | Iron Acton | TSC | VC | Local & Remote | 275kV@50Hz | 13 | 6 | 0/+60 | 0 | 60 | 60 | 56mm,4.5kV,1438a,W | 3.5 | 60 MVA : 3 phase | 275kV | 13kV | Relocatable
ALSTOM-227 | GEC88 | Great Britain | 1996 | NGC | Iron Acton | TSC | VC | Local & Remote | 275kV@50Hz | 13 | 6 | 0/+60 | 0 | 60 | 60 | 56mm,4.5kV,1438a,W | 3.5 | 60 MVA : 3 phase | 275kV | 13kV | Relocatable
ALSTOM-228 | GEC87 | New Zealand | 1996 | TransPower | Islington | TCR/FC | VC+SS | Local & Remote | 220kV@50Hz | 11 | 6 | -50/+60 | 50 | 60 | 110 | 100mm,5kV,4400a, W | 5,7 | 200 MVA : 3 x 1 phase | 220kV | 11kV
ALSTOM-229 | Nokian- | Sweden | 1996 | Avesta Sheffield AB | Avesta Stainless Steel, Avesta | TCR+FC | FRL+UL (EAF) | (Local) | N/A | 33kV | 6 | 148 | 0 | 148 | 148 | 75mm, 4,6kV, 2073A, W | 2H, 3H, 4H, 5H, 7H, 11H | N/A | N/A | N/A
ALSTOM-230 | CANA-15 | USA | 1996 | Centerior Energy | North Star/BHP | TCR+FC | FRL (Arc Furn) |  | 34.5kV | 34.5kV | 6 | 0 to +140 | 140 | 140 | 0 to +140
ALSTOM-231 | CANA | USA | 1996 | North Star Blue Scope | Delta Ohio | TCR+FC |  |  |  | 34.5kV | 6 | 0/+40 |  |  | 40
ALSTOM-232 | ALSTOM- | Canada | 1997 | Placer Dome | Pickle Lake, ONT | TCR+FC | VC+SS | Local | 4.16kV@60Hz | 4.16kV | 6 | -13 to +14 | 13 | 14 | 27
ALSTOM-233 | GEC- | Czechoslovakia | 1997 | ELCOM | Nova Hut | TCR+FC |  |  |  | 4.4kV | 6 | 0/+43 |  |  | 43
ALSTOM-234 | Nokian- | Egypt | 1997 | Arco Steel, Sadat City | Arco Steel, Sadat City | TCR+FC | FRL+UL (EAF) | (Local) | N/A | 22kV | 6 | 28 | 0 | 28 | 28 |  | 2H, 3H | N/A | N/A | N/A
ALSTOM-235 | Nokian- | Finland | 1997 | Outokumpu Polarit Oy | Tornion tehdas | TCR+FC | FRL+UL (EAF) | (Local) | N/A | 20kV | 6 | 130 | 0 | 130 | 130 | 100mm, 4,6kV, 3000A, W | 2H, 3H, 4H, 5H | N/A | N/A | N/A
ALSTOM-236 | Nokian- | Guatemala | 1997 | Siderurgica de Guatemala | Escuita Energy Center | TCR+FC | FRL+UL (EAF) | (Local) | N/A | 22,8kV | 6 | 25 | 0 | 25 | 25 |  | 2H, 3H | N/A | N/A | N/A
ALSTOM-237 | ALSTOM- | India | 1997 | Jindal Steel Ltd | Hisar | TCR+FC | Arc Furn | Local | 11kV@50Hz | 11.0kV | 6 | -30 to +50 | 30 | 50 | 80
ALSTOM-238 | Nokian- | Italy | 1997 | Danieli | [5 empty] | 22kV | 6 | 0/+28 |  |  | 28
ALSTOM-239 | ALSTOM- | Luxembourg | 1997 | Arbed | ESCH-BELVAL | TCR+FC | Arc Furn | Local | 10.5kV@50Hz | 10.5kV | 6 | 0 to +60 | 0 | 60 | 60
ALSTOM-240 | Nokian- | Poland | 1997 | Huta Batory S.A. | Chorzow, Poland | TCR+FC | FRL+UL (EAF) | (Local) | N/A | 20kV | 6 | 25 | 0 | 25 | 25 |  | 2H, 3H | N/A | N/A | N/A
ALSTOM-241 | GEC91 | Switzerland | 1997 | CERN | Geneva | TCR | FRL | Local & Remote | 18kV@50Hz | 18kV | 6 | 0/-17 | 17 | 0 | 17 | 56mm,4.5kV,1438a,W | N/A | None | N/A | N/A
ALSTOM-242 | ALSTOM- | Taiwan | 1997 | Yieh United II | Kaoshuing | TCR+FC | Arc Furn | Local | 34.5kV@60Hz | 34.5kV | 6 | -30 to +95 | 30 | 95 | 125
ALSTOM-243 | ALSTOM- | USA | 1997 | N. American Stainless I | Ghent, KY | TCR+FC | VC+SS | Local | 13.8kV@60Hz | 13.8kV | 6 | +15 to +25 | 10 | 25 | 15
ALSTOM-244 | GEC | Germany | 1998 | Max Planck Institute | Greifswald |  |  |  |  | 20kV | 6 | 0/+20 |  |  | 20
ALSTOM-245 | GEC96 | Great Britain | 1998 | NGC | Elstree I | TSC | VC | Local & Remote | 275kV@50Hz | 13 | 6 | 0/+60 | 0 | 60 | 60 | 56mm,4.5kV,1438a,W | 3.5 | 60 MVA : 3 phase | 275kV | 13kV | Relocatable
ALSTOM-246 | GEC95 | Great Britain | 1998 | NGC | Pyle II | TSC | VC | Local & Remote | 275kV@50Hz | 13 | 6 | 0/+60 | 0 | 60 | 60 | 56mm,4.5kV,1438a,W | 3.5 | 60 MVA : 3 phase | 275kV | 13kV | Relocatable
ALSTOM-247 | GEC94 | Great Britain | 1998 | NGC | Pyle I | TSC | VC | Local & Remote | 275kV@50Hz | 13 | 6 | 0/+60 | 0 | 60 | 60 | 56mm,4.5kV,1438a,W | 3.5 | 60 MVA : 3 phase | 275kV | 13kV | Relocatable
ALSTOM-248 | GEC93 | Great Britain | 1998 | NGC | Iron Acton | TSC | VC | Local & Remote | 275kV@50Hz | 13 | 6 | 0/+60 | 0 | 60 | 60 | 56mm,4.5kV,1438a,W | 3.5 | 60 MVA : 3 phase | 275kV | 13kV | Relocatable
ALSTOM-249 | GEC | Great Britain | 1998 | NGC | Elstree II | TSC | VC | Local & Remote | 275kV@50Hz | 13 kV | 6 | 0/+60 at 11.7 kV | 0 | 60 at 11.7 kV | 60 | 56mm,4.5kV,1438a,W | 3.5 | N/A | 275kV | 13kV | Relocatable
ALSTOM-250 | ALSTOM- | Mexico | 1998 | Hylsa | Monterrey | TCR+FC | Arc Furn | Local | 34.5kV@60Hz | 34.5kV | 6 | -50 to +100 | 50 | 100 | 150
ALSTOM-251 | GEC97 | Australia | 1999 | Eastern Energy | Bairnsdale | TCR/FC | VC+SS | Local & Remote | 66kV@50Hz | 17.2kV | 6 | -28/+34 | 28 | 34 | 62 | 56mm,4.4kV,1438a,W | 5H, 7H | 30 MVA : 3 Phase | 66kV | 17.2kV
ALSTOM-252 | ALSTOM- | Canada | 1999 | Enbridge Pipelines | Gretna | TCR+FC | VC+SS | Local | 4.16kV@60Hz | 4.16kV | 6 | +10 to +30 | 10 | 30 | 20
ALSTOM-253 | GEC | China | 1999 | Zhujiang Steel | Zhujiang | TCR + FC | Rolling Mill | Local + remote | 220kV @ 50Hz | 33 | 6 | 100 | -100 | 100 | 200 | 55mm, water | 2H, 3H, 4H | N/A | N/A | N/A
ALSTOM-254 | GEC | Czechoslovakia | 1999 | ELCOM | Vitcovitce | TCR+FC |  |  |  | 4.4kV | 6 | 0/+21 |  |  | 21
ALSTOM-255 | ALSTOM- | USA | 1999 | Georgetown Steel | Georgetown, SC | TCR+FC | Arc Furn | Local | 14.4kV@60Hz | 14.4kV | 6 | +30 to +90 | 30 | 90 | 60
ALSTOM-256 | GEC | Australia | 2000 | Transgrid | Armidale | TCR/TSC/FC | VC | Local & Remote | 330kV @50Hz | 13,6kV | 6 | -120/+280 at 330kV | -120 | 280 | 400 | 100mm,5kV,4400a, W | 5H, 7H | 302MVA : 3 phase @ 1.1pu | 330kV | 13.6kV
ALSTOM-257 | ALSTOM- | China | 2000 | Handan Iron & Steel | Handan | TCR+FC | VC+SS | Local | 35.0kV@50Hz | 35.0kV | 6 | 0 to +45 | 0 | 45 | 45
ALSTOM-258 | GEC | Egypt | 2000 | Suez Steel | Cairo | TCR + FC | Rolling Mill | Local + remote | 220kV @ 50Hz | 33 | 6 | 100 | -100 | 100 | 200 | 55mm, water | 2H, 3H, 4H | N/A | N/A | N/A
ALSTOM-259 | GEC | Eire | 2000 | ESB | Letterkenny | TCR/FC | VC | Local & Remote | 110 kV@50 Hz | 10kV | 6 | 0/+30 at 110kV | 0 | 30 | 30 | 56mm,4.4kV,1438a,W | 5H | 35MVA : 3 Phase | 110kV | 10kV
ALSTOM-260 | Nokian- | Finland | 2000 | Outokumpu Polarit Oy | Tornion tehdas | TCR+FC | FRL (Roll Mill) | (Local) | N/A | 21kV | 6 | 70 | 0 | 70 | 70 | 100mm, 5,2kV, 3000A, W | 5H, 7H | N/A | N/A | N/A
ALSTOM-261 | Nokian- | Finland | 2000 | Finish Railway Administration | Nevansaari | TSC | FRL | (Local) | 27,5kV@50Hz | 3,4kV | 6 | 7,5 | 0 | 7.5 | 7,5 | 75mm, 4,6kV, 2073A, W | Detuned | 7,5MVA Single phase | 27,5kV 50 Hz | 3,4kV
ALSTOM-262 | GEC | Great Britain | 2000 | METABRASIVE | Bilston | TCR+FC |  |  |  | 33kV | 6 | 0/+100 |  |  | 100
ALSTOM-263 | GEC | Great Britain | 2000 | Metabrasive | Bilston | TCR/FC | LFR | Local | 11 kV@50 Hz | 11 kV | 6 | -15/+30 at 11kV | -15 | 30 | 45 | 56mm,4.4kV,1438a,W | 2H, 3H | N/A | 11kV
ALSTOM-264 | Nokian- | Spain | 2000 | Siderurgica de Mediterraneo S.A. | Sagunto - Puerta | TCR+FC | FRL (Roll Mill) | (Local) | N/A | 20kV | 6 | 65 | 0 | 65 | 65 | 75mm, 5,2kV, 1750A, W | 5H, 7H, 11H, 13H | N/A | N/A | N/A
ALSTOM-265 | ALSTOM- | USA | 2000 | El Paso Electric | El Paso | TCR+FC | VC+SS | Local | 13.8kV@60Hz | 13.8kV | 6 | 0 to +75 | 0 | 75 | 75
ALSTOM-266 | GEC- | Brazil | 2001 | Furnas Centrais Elétricas SA | El Campos | TCR+FC+MSC+MSR | VC+DS | Remote+Local | 345kV@60Hz | 15kV | 6 | 160 | 60 +220MSR | 100+283MSC | 160 (Fast); 663 (Slow) | 100mm, 4.4kV, 3000A, W | 5H, 7H, 11H, 13H | 3*33MVA | 345kV | 15kV
ALSTOM-267 | GEC- | Great Britain | 2001 | NGC | Bridgwater | TSC | VC | Local & Remote | 275kV@50Hz | 13 kV | 6 | 0/+60 at 11.7 kV | 0 | 60 at 11.7 kV | 60 | 56mm,4.5kV,1438a,W | 3.5 | N/A | 275kV | 13kV | Relocatable, relocated from GEC90
ALSTOM-268 | Nokian- | Ukraine | 2001 | Metalen Ltd | Yanakievo Metalurgical Plant I | TCR+FC | FRL+UL (LF) | (Local) | N/A | 6,3kV | 6 | 2*6,3 | 0 | 12+2*4,52 | 2*6,3 | 50mm, 6,5kV, 640A, W | 3H, 5H | N/A | N/A | N/A
ALSTOM-269 | Nokian- | Ukraine | 2001 | Metalen Ltd | Yanakievo Metalurgical Plant II | TCR+FC | FRL+UL (LF) | (Local) | N/A | 6,3kV | 6 | 2*6,3 | 0 | 12+2*4,52 | 2*6,3 | 50mm, 6,5kV, 640A, W | 3H, 5H | N/A | N/A | N/A
ALSTOM-270 | ALSTOM- | USA | 2001 | N. American Stainless II | Ghent, KY | TCR+FC | Arc Furn | Local | 34.5kV@60Hz | 34.5kV | 6 | -15 to +145 | 15 | 145 | 160
ALSTOM-271 | ALSTOM- | USA | 2001 | Nucor Darlington | Darlington, SC | TCR+FC | Arc Furn | Local | 13.8 kV@60Hz | 13.8kV | 6 | -10 to +70 | 10 | 70 | 80
ALSTOM-272 | ALSTOM- | China | 2002 | Beiman Steel | Qi Qi Ha Er | TCR+FC | Arc Furn | Local | 35.0kV@50Hz | 35.0kV | 6 | 0 to +125 | 0 | 125 | 125
ALSTOM-273 | GEC | China | 2002 | MAGLAV | Shanghai | TCR + FC | Transrapid | Local + remote | 110kV @ 50Hz | 22 | N/A | 12 | -6 | 6 | 12 | s. Notes | 60H, 120H | N/A | N/A | N/A | IGBT-Converter with LCL-filter
ALSTOM-274 | GEC- | Eire | 2002 | ESB | Castlebar | TCR/FC | VC | Local & Remote | 110 kV@50 Hz | 18kV | 6 | -10/+60 at 110kV | -10 | 60 | 70 | 56mm,4.4kV,1438a,W | 3H, 5H | 40MVA : 3 Phase | 110kV | 18kV
ALSTOM-275 | Nokian- | Finland | 2002 | Avesta Polarit | Tornio | TCR | Arc Furnace | Local + remote | 110kV @ 50Hz | 20 | 6 | 72 | 0 | 72 | 72 | 50mm, water | 2H, 3H, 4H | N/A | N/A | N/A
ALSTOM-276 | ALSTOM- | Germany | 2002 | Dillinger Hütte | Dillingen | TCR + FC | Rolling Mill | Local + remote | 220kV @ 50Hz | 35 | 6 | 70 | 0 | 70 | 70 | 50mm, water | 4H, 5H, 10H | N/A | N/A | N/A
ALSTOM-277 | GEC- | Great Britain | 2002 | ALSTOM Transport | Asfordby | TCR/FC | UL | Local | 132 kV@50 Hz | 11kV | 6 | +6/-2.6 RY ph, -6/+2.6 YB ph, -0/+3 BR ph | See previous column | See previous column | See previous column | 56mm,4.5kV,1438a,W | Various | 12 MVA 3 phase | 132 kV | 11 kV | Power electronics and controls relocated from GEC60
ALSTOM-278 | ALSTOM- | Portugal | 2002 | SN Longos |  | TCR+FC |  |  |  | 31.5kV | 6 | 0/+150 |  |  | 150
ALSTOM-279 | ALSTOM- | USA | 2002 | Steel Dynamics II | Columbia City | TCR+FC | Arc Furn | Local | 34.5kV@60Hz | 34.5kV | 6 | -75 to +150 | 75 | 150 | 225
ALSTOM-280 | Nokian- | Finland | 2003 | Rautaruukki Oy | Raahen tehdas | TCR+FC | FRL + VC (Roll Mill) | (Local) | N/A | 10,5 kV |  | 72 | 0 | 72 | 72 | 100mm, 5,2kV, 3770A, W | 2H, 3H, 5H, 7H, 11H | N/A | N/A | N/A
ALSTOM-281 | ALSTOM- | USA | 2003 | NUCOR | Auburn Steel | TCR+FC(Upgrade) |  |  |  | 13.8kV | 6 | -15/+40 |  |  | 55
ALSTOM-282 | AREVA- | Canada | 2004 | Manitoba Hydro | Ponton, Manitoba, CN | TCR+TSC+FC | VC+SS | Local & Remote | 230kV@60Hz | 9.3kV | 6 | -20 to +150 | -20 | 150 | 170 | 100mm, Water | 6H | 75MVA: 3 Phase | 230kV | 9.3kV
ALSTOM-283 | AREVA-263 | India | 2004 | Jindal Steel Ltd - Hisar III | Hisar, India | TCR+FC | Arc Furnace | Local | 11kV@50Hz | 11.0kV | 6 | 0 to +36 | 0 | 36 | 36 | Water | 3H, 5H | N/A | N/A | N/A
ALSTOM-284 | ALSTOM- | India | 2004 | Jindal Steel Ltd - Hisar | Hisar, India | TCR+FC | Arc Furn | Local | 11kV@50Hz | 11.0kV | 6 | 0 to +20 | 0 | 20 | 20 | 77mm, Water | 3H, 5H | N/A | N/A | N/A
ALSTOM-285 | ALSTOM- | India | 2004 | Jindal Steel Power Ltd - Raigarh | Raigarh, India | TCR+FC | Arc Furn | Local | 33kV@50Hz | 33.0kV | 6 | 0 to +200 | 0 | 200 | 200 | 100mm, Water | 2H, 3H, 4H, 5H | N/A | N/A | N/A
ALSTOM-286 | Nokian- | Myanmar | 2004 | YWAMA | Yangon | TCR+FC | EAF | N/A | N/A | 11 | 6 | 15 |  | 15 | 15 | mm; 6.5 kV; 500 A; W | 2H. 3H. 4H | N/A | N/A | N/A
ALSTOM-287 | AREVA- | USA | 2004 | XCEL Energy | Lake Yankton, MN | TCR+FC | VC | Local | 115kV@60Hz | 34.5kV | 6 | -60 to +60 | -60 | 60 | 120 | 77mm, Water | 5H, 7H | 72MVA: 3 Phase | 115kV | 34.5kV
ALSTOM-288 | Nokian- | Morocco | 2005 | Sonasid | El Jadida | TCR+FC | EAF | N/A | N/A | 33 | 6 | 130 |  | 130 | 130 | mm; 5.2 kV; 2162 A; W | 2H. 3H. 4H | N/A | N/A | N/A
ALSTOM-289 | Nokian- | Qatar | 2005 | Qasco | Mesaised Industrial City | TCR+FC | EAF | N/A | N/A | 33 | 6 | 100 |  | 100 | 100 | mm; 5.2 kV; 2162 A; W | 2H, 3H, 4H | N/A | N/A | N/A
ALSTOM-290 | Nokian- | Russia | 2005 | Alchevsk Iron & Steel Works | Alchevsk | TCR+FC | EAF | N/A | N/A | 35 | 6 | 32 |  | 32 | 32 | mm; 6.5 kV; 760 A; W | 3H, 5H | N/A | N/A | N/A
ALSTOM-291 | Nokian- | Saudi Arabia | 2005 | Rajhi Steel | Jedda | TCR+FC | EAF | N/A | N/A | 30 | 6 | 130 |  | 130 | 130 | mm; 5.2 kV; 1975 A; W | 2H, 3H, 4H, 5H | N/A | N/A | N/A
ALSTOM-292 | Nokian- | USA | 2005 | Tri-State Generation & Transmission | Clapham | TCR+FC | VC+DS+UL | Remote & Local | 115 |  | 6 | 50 | 25 | 25 | 50 | mm; 5.2 kV; 2960 A; W | 3H, 5H, 11H | N/A | N/A | N/A
ALSTOM-293 | AREVA- | USA | 2005 | Rocky Mountain Steel Mill | Pueblo, CO | TCR+FC(Upgrade) |  |  |  | 34.5kV | 6 | 0/+100 |  |  | 100
ALSTOM-294 | AREVA- | USA | 2005 | Gerdau Ameristeel | Knoxville | TCR+FC(Upgrade) |  |  |  | 13.8kV | 6 | 0/+30 |  |  | 30
ALSTOM-295 | AREVA- | USA | 2005 | Claymont Steel | Claymont, DE | TCR+FC(Upgrade) |  |  |  | 13.8kV | 6 | 0/+50 |  |  | 30
ALSTOM-296 | AREVA- | Canada | 2006 | Placer Dome- Goldcorp | Pickle Lake, ONT | TCR+FC |  |  |  | 4.2kV | 6 | -5/+22 |  |  | 27
ALSTOM-297 | Nokian- | Germany | 2006 | Metallurgic Plant Lechstahlwerke | Augsburg | TCR + FC | Arc Furnace | Local + remote | 110kV @ 50Hz | 22.6 | 6 | 230 | 0 | 230 | 230 | 100mm, water | 2H, 3H, 4H, 5H | N/A | N/A | N/A
ALSTOM-298 | Nokian- | Russia | 2006 | OMK Steel | Vyska | TCR+FC | EAF | (Local) | N/A | 35 | 6 | 150 |  | 150 | 150 | mm; 5.2 kV; 2960 A; W | 2H, 3H, 4H | N/A | N/A | N/A
ALSTOM-299 | Nokian- | Ukraine | 2006 | Azov Steel | Mariupol I | TCR+FC | EAF | (Local) | N/A | 35 | 6 | 32 | 4 | 28 | 32 | mm; 6.5 kV; 760 A; W | 3H, 5H | N/A | N/A | N/A
ALSTOM-300 | Nokian- | Ukraine | 2006 | Azov Steel | Mariupol II | TCR+FC | EAF | (Local) | N/A | 35 | 6 | 32 | 4 | 28 | 32 | mm; 6.5 kV; 760 A; W | 3H, 5H | N/A | N/A | N/A
ALSTOM-301 | AREVA-264 | USA | 2006 | N. American Stainless III | Ghent, KY | TCR+FC | Arc Furnace | Local | 34.5kV@60Hz | 34.5kV | 6 | -15 to +145 | 15 | 145 | 160 | Water | 2H, 3H, 4H
ALSTOM-302 | Nokian- | USA | 2006 | Niagara Mohawk | Lake Colby | TCR+FC | VC | Remote & Local | 115 | 15 | 6 | 85 | 15 | 75 | 85 | mm; 5.2 kV; 3600 A; W | 5H, 7H, 11H | 90 MVA 3-phase | 115 | 15
ALSTOM-303 | Nokian- | USA | 2006 | Niagara Mohawk | Tupper Lake | TCR+FC | VC | Remote & Local | 46 | 7 | 6 | 25 | 5 | 20 | 25 | mm; 5.2 kV; 2960 A; W | 5H, 7H, 11H | 25 MVA 3-phase | 46 | 7
ALSTOM-304 | AREVA- | USA | 2006 | Salt River Project | Kearney | TCR+FC |  |  |  | 6.9kV | 6 | -15/+15 |  |  | 30
ALSTOM-305 | AREVA- | USA | 2006 | NUCOR | Auburn Steel | FC |  |  |  | 13.8 | 6 | -5/+60 |  |  | 65
ALSTOM-306 | AREVA- | Canada | 2007 | Hydro Quebec | Levis | HVDC/TCR+TSC+FC |  |  |  | 21kV | 6 | -125/+250 |  |  | 475
ALSTOM-307 | AREVA-265 | Puerto Rico | 2007 | PREPA | Bayamon, PR | TCR+FC | Utility | Local | 38kV@60Hz | 38kV | 6 | 0 to +90 | 0 | 90 | 90 | Water |  |  | 275kV | 34.5kV
ALSTOM-308 | Nokian- | Russia | 2007 | SMS Demag | Seversky | TCR+FC | EAF | (Local) | N/A | 35 | 6 | 150 | 0 | 150 | 150 | mm; 5.2 kV; 2760 A; W | 2H, 3H, 4H | N/A | N/A | N/A
ALSTOM-309 | Nokian- | Turkey | 2007 | Iskenderum Iron and Steel Works | Isdemir | TCR+FC | EAF | (Local) | N/A | 35 | 6 | 55 |  | 55 | 55 | mm; 6.5 kV; 720 A; W | 2H, 3H, 4H | N/A | N/A | N/A
ALSTOM-310 | Nokian- | Ukraine | 2007 | JSC "STRUM" | Novokramatorsk | TCR + FC | EAF | (Local) | N/A | 35 | 6 | 32 | 0 | 32 | 32 | mm; 6.5 kV; 760 A; W | 3H, 5H | N/A | N/A | N/A
ALSTOM-311 | AREVA- | USA | 2007 | Steel Dynamics Inc. | Columbia City | FC |  |  |  | 34.5kV | 6 | 0/+225 |  |  | 225
ALSTOM-312 | AREVA- | New Zealand | 2008 | Transpower | Albany | TCR+TSC+FC | VC | (Local) | 220 | 20 | 6 | 200 | 100 | 100 | 200 | TCR; 5.2 kV; 3875 A; W TSC; 5.2 kV; 2720 A; W | 3H, 5H, 7H | 4*33 MVA 1-phase | 220 | 20
ALSTOM-313 | Nokian- | Romania | 2008 | S.C. TMK-Resita S.A. | Resita | TCR+FC | EAF | (Local) | N/A | 30 | 6 | 100 | 0 | 100 | 100 |  | 2H, 3H, 4H | N/A | N/A | N/A
ALSTOM-314 | AREVA-267 | Scotland | 2008 | Scottish & Southern | Tealing, Scotland | TCR+FC | Utility | Local | 275kV@60Hz |  | 6 | -68 to +278 | 68 | 278 | 346 | Water |  |  | 275kV | 34.5kV
ALSTOM-315 | AREVA-266 | South Korea | 2008 | Kisko | Kisko, South Korea | TCR+FC | Arc Furnace | Local | 22kV@60Hz | 22.0kV | 6 | +20 to +35 | 0 | 35 | 35 | Water | 2H, 3H | N/A | N/A | N/A
ALSTOM-316 | ALSTOM- | Australia | 2009 | SP Ausnet | Rowville | TCR+TSC+FC |  |  | 220kV@50Hz |  | 6 | -60/+100 | 60 | 100 | 160
ALSTOM-317 | AREVA-276 | Brazil | 2009 | Votorantim Metals | Brazil | TCR+FC | Arc Furnace | Local | 34.5kV@60Hz | 34.5kV | 6 | 0 to +80 | 0 | 80 | 80 | Water |  | N/A | N/A | N/A
ALSTOM-318 | AREVA-277 | Canada | 2009 | ATCO Electric | Cranberry Lake, Alberta | TCR+FC | Utility | Local | 15kV@60Hz | 15.0kV | 6 | -30 to +30 | 30 | 30 | 60 | Air | 5H, 7H |  | 144kV | 15kV
ALSTOM-319 | AREVA-278 | Finland | 2009 | Fingrid | Kangasala, Finland | TCR+TSC+ FC | Utility | Local |  | 33kV | 6 | -200 to +240 | 200 | 240 | 440 | Water |  |  | 400kV | 34.5kV
ALSTOM-320 | AREVA-272 | Morocco | 2009 | Demirsan | Morocco | TCR+FC | Arc Furnace | Local | 35kV@50Hz | 35.0kV | 6 | 0 to +80 | 0 | 80 | 80 | Water |  | N/A | N/A | N/A
ALSTOM-321 | AREVA-273 | Peru | 2009 | Aceros Arequipa | Peru | TCR+FC | Arc Furnace | Local | 33kV@50Hz | 33.0kV | 6 | 0 to +170 | 0 | 170 | 170 | Water |  | N/A | N/A | N/A
ALSTOM-322 | AREVA-270 | South Korea | 2009 | Dongbu Steel - II | South Korea | TCR+FC | Arc Furnace | Local | 33kV@60Hz | 33.0kV | 6 | 0 to +150 | 0 | 150 | 150 | Water |  | N/A | N/A | N/A
ALSTOM-323 | AREVA-269 | South Korea | 2009 | Dongbu Steel - I | South Korea | TCR+FC | Arc Furnace | Local | 33kV@60Hz | 33.0kV | 6 | 0 to +150 | 0 | 150 | 150 | Water |  | N/A | N/A | N/A
ALSTOM-324 | AREVA-275 | Ukraine | 2009 | Dneprovsky Iron & Steel - II | Ukraine | TCR+FC | Ladle Furnace | Local | 35kV@60Hz | 35.0kV | 6 | -4 to +28 | 4 | 28 | 32 | Water |  | N/A | N/A | N/A
ALSTOM-325 | AREVA-274 | Ukraine | 2009 | Dneprovsky Iron & Steel - I | Ukraine | TCR+FC | Ladle Furnace | Local | 35kV@60Hz | 35.0kV | 6 | -4 to +28 | 4 | 28 | 32 | Water |  | N/A | N/A | N/A
ALSTOM-326 | AREVA-271 | Ukraine | 2009 | Danieli - Interpipe | Ukraine | TCR+FC | Arc Furnace | Local | 35kV@60Hz | 35.0kV | 6 | 0 to +150 | 0 | 150 | 150 | Water |  | N/A | N/A | N/A
ALSTOM-327 | ALSTOM- | Ukraine | 2009 | STRUM | EMZ Yeanakievo I | TCR+FC |  |  |  | 35kV | 6 | 0/+20 |  |  | 20
ALSTOM-328 | ALSTOM- | Ukraine | 2009 | STRUM | EMZ Yeanakievo II | TCR+FC |  |  |  | 35kV | 6 | 0/+20 |  |  | 20
ALSTOM-329 | AREVA-280 | Brazil | 2010 | Barro Alto - II | Brazil | TCR+FC | Arc Furnace | Local | 34.5kV@60Hz | 34.5kV | 6 | 0 to +130 | 0 | 130 | 130 | Water | 2H, 3H, 5H, 7H | N/A | N/A | N/A
ALSTOM-330 | AREVA-279 | Brazil | 2010 | Barro Alto - I | Brazil | TCR+FC | Arc Furnace | Local | 34.5kV@60Hz | 34.5kV | 6 | 0 to +130 | 0 | 130 | 130 | Water | 2H, 3H, 5H, 7H | N/A | N/A | N/A
ALSTOM-331 | AREVA-286 | Canada | 2010 | Hydro One | Porcupine, Ontario | TCR+TSC+ FC | Utility | Local | 230kV@60Hz | 20kV | 6 | -100 to +300 | 100 | 300 | 400 | Water |  |  | 230kV | 34.5kV
ALSTOM-332 | AREVA-285 | Canada | 2010 | ATCO Electric | Little Smokey, Alberta | TCR+FC | Utility | Local | 144kV@60Hz | 34.5kV | 6 | -100 to +100 | 100 | 100 | 200 | Water | 5H, 7H |  | 144kV | 34.5kV
ALSTOM-333 | AREVA-284 | Canada | 2010 | ATCO Electric | High Level, Alberta | TCR+FC | Utility | Local | 144kV@60Hz | 15.0kV | 6 | -30 to +30 | 30 | 30 | 60 | Air | 5H, 7H |  | 144kV | 15kV
ALSTOM-334 | AREVA-282 | India | 2010 | Jindal Steel Ltd - Dubri | India | TCR+FC | Arc Furnace | Local | 33kV@50Hz | 33.0kV | 6 | 0 to +160 | 0 | 160 | 160 | Water | 2H, 3H, 4H, 5H | N/A | N/A | N/A
ALSTOM-335 | AREVA-281 | Taiwan | 2010 | Lung Ching Steel | Taiwan | TCR+FC | Arc Furnace | Local | 22.8kV@60Hz | 22.8kV | 6 | 0 to +80 | 0 | 80 | 80 | Water |  | N/A | N/A | N/A
ALSTOM-336 | AREVA-283 | Turkey | 2010 | Yolbulan Steel | Turkey | TCR+FC | Arc Furnace | Local | 34.5kV@50Hz | 34.5kV | 6 | 0 to +200 | 0 | 200 | 200 | Water | 2H, 3H, 4H, 5H | N/A | N/A | N/A
ALSTOM-337 | ALSTOM- | Brazil | 2011 | COBRA | Padre Fialho Substation | TCR+TSC+FC | Utility | Local&Remote | 345kV@60Hz |  | 6 | -90/+100 | 90 | 100 | 190
ALSTOM-338 | ALSTOM- | Brazil | 2011 | ELECNOR | Imbirussu Substation | TCR+TSC+FC | Utility | Local&Remote | 230kV@60Hz |  | 6 | -100/+100 | 100 | 100 | 200
ALSTOM-339 | AREVA-288 | Canada | 2011 | ATCO Electric | Rainbow Lake, Alberta | TCR+FC | Utility | Local | 144kV@60Hz | 15.0kV | 6 | -30 to +30 | 30 | 30 | 60 | Air | 5H, 7H |  | 144kV | 15kV
ALSTOM-340 | ALSTOM- | Egypt | 2011 | Daniel Suez Steel |  | TCR+FC |  |  |  | 33kV | 6 | 0/+185 |  |  | 185
ALSTOM-341 | ALSTOM- | Thailand | 2011 | BRP Steel |  | TCR+FC |  |  |  | 22kV | 6 | 0/+85 |  |  | 85
ALSTOM-342 | ALSTOM- | USA | 2011 | North Star Blue Scope | Delta Ohio | TCR+FC |  |  |  | 34.5kV | 6 | 0/+150 |  |  | 150
ALSTOM-343 | AREVA-287 | India | 2012 | L&T | Hazira | TCR+FC | Arc Furnace | Local | 33kV@50Hz | 33.0kV | 6 | 0 to 110 | 0 | 110 | 110 | Water | 2H, 3H, 4H | N/A | N/A | N/A
ALSTOM-344 | ALSTOM- | Peru | 2012 | XSTRATA | Tintaya | TCR+FC | Rolling Mill | Local&Remote | 138kV@60Hz | 15kV | 6 | -15/+15 | 15 | 15 | 30
ALSTOM-345 | ALSTOM- | Ukraine | 2012 | STRUM | DonetskStal | TCR+FC |  |  |  | 35kV | 6 | 0/+140 |  |  | 140
ALSTOM-346 | ALSTOM- | Australia | 2013 | SP Ausnet | Kerang | TCR+TSC+FC | Utility | Local&Remote | 220kV@50Hz | 4.5kV | 6 | -26/+49 | 26 | 49 | 75
ALSTOM-347 | ALSTOM- | Brazil | 2013 | CHESF | Ceara Mirim | TCR+TSC+FC | Utility | Local&Remote | 230kV@60Hz | 15kV | 6 | -75/+150 | 75 | 150 | 225
ALSTOM-348 | ALSTOM- | Canada | 2013 | ATCO Electric | Lanfine | TCR+TSC+FC | Utility | Local&Remote | 240kV@60Hz | 19kV | 6 | -100/+200 | 100 | 200 | 300
ALSTOM-349 | ALSTOM- | France | 2013 | RTE |  | TCR+TSC+FC | Utility | Local&Remote | 225kV@50Hz |  | 6 | -250/+250 | 250 | 250 | 500
ALSTOM-350 | ALSTOM- | India | 2013 | Monnet Steel | N/A | TCR+FC | Arc Furnace | Local | 132kV@50Hz | 33kV | 6 | 0/+250 | 0 | 250 | 250
ALSTOM-351 | AREVA-289 | Mexico | 2013 | CFE | Tecnologico Substation, Mexicali | TCR+TSC+FC | Utility | Local | 230kV@60Hz | 18.0kV | 6 | -75 to +200 | 75 | 200 | 275 | Water | 5H, 7H | 200 MVA | 230kV | 18kV
ALSTOM-352 | ALSTOM- | Mexico | 2013 | TENARIS | Tamsa | TCR+FC | Arc Furnace | Local | 34.5kV@60Hz | 34.5kV | 6 | -60/+180 | 60 | 80 | 140
ALSTOM-353 | ALSTOM- | Scotland | 2013 | Scottish and Southern Energy | Beauly | TCR+TSC+FC | Utility | Local&Remote | 275kV@50Hz |  | 6 | -150/+150 | 150 | 150 | 300
ALSTOM-354 | ALSTOM- | USA | 2013 | AEP | SDI Roanoke(Upgrade) | TCR+FC | Arc Furnace | Local&Remote | 34.5kV@60Hz | 34.5kV | 6 | -45/+165 | 45 | 165 | 210
ALSTOM-355 | ALSTOM- | USA | 2013 | Golden Valley Electric Assoc. | Goldhill | TCR+FC | Utility | Local&Remote | 136kV@60Hz | 13.8kV | 6 | -5/+33 | 5 | 33 | 38
ALSTOM-356 | ALSTOM- | USA | 2013 | Golden Valley Electric Assoc. | Healey | TCR+FC | Utility | Local&Remote | 138kV@60Hz | 12kV | 6 | -33/+22 | 33 | 22 | 55
ALSTOM-357 | ALSTOM- | USA | 2013 | Chugach Electric Assoc. | Teeland | TCR+FC | Utility | Local&Remote | 138kV@60Hz | 13.8kV | 6 | -22/+22 | 22 | 22 | 44
ALSTOM-358 | ALSTOM- | USA | 2013 | Arcelor Mittal Georgetown Steel | Upgrade | TCR+FC | Arc Furnace | Local | 115kV@60Hz | 13.8kV | 6 | 0/+60 |  |  | 60
ALSTOM-359 | ALSTOM- | Vietnam | 2013 | Vina Kyoei Steel |  | TCR+FC | Arc Furnace | Local |  | 33kV | 6 | 0/+85 | 0 | 85 | 85
ALSTOM-360 | ALSTOM- | Brazil | 2014 | CEMIG | Bom Despacho | TCR+TSC+FC | Utility | Local&Remote | 500kV@60Hz | 18kV | 6 | -200/+300 | 200 | 300 | 500
ALSTOM-361 | ALSTOM- | Canada | 2014 | Hydro Quebec | Figuery | TCR+TSC+FC | Utility | Local&Remote | 315kV@60Hz | 23.8kV | 6 | -100/+300 | 100 | 300 | 400
AREVA-001 |  | Germany | 2006 | Metallurgic Plant Lechstahlwerke | Augsburg | TCR + FC | Arc Furnace | Local + remote | 110kV @ 50Hz | 22.6 | 6 | 230 | 0 | 230 | 230 | 100mm, water | 2H, 3H, 4H, 5H | N/A | N/A | N/A
AREVA-002 |  | China | 2002 | MAGLAV | Shanghai | TCR + FC | Transrapid | Local + remote | 110kV @ 50Hz | 22 | N/A | 12 | -6 | 6 | 12 | s. Notes | 60H, 120H | N/A | N/A | N/A | IGBT-Converter with LCL-filter
AREVA-003 |  | Finland | 2002 | Avesta Polarit | Tornio | TCR | Arc Furnace | Local + remote | 110kV @ 50Hz | 20 | 6 | 72 | 0 | 72 | 72 | 50mm, water | 2H, 3H, 4H | N/A | N/A | N/A
AREVA-004 |  | Germany | 2002 | Dillinger Hütte | Dillingen | TCR + FC | Rolling Mill | Local + remote | 220kV @ 50Hz | 35 | 6 | 70 | 0 | 70 | 70 | 50mm, water | 4H, 5H, 10H | N/A | N/A | N/A
AREVA-005 |  | Egypt | 2000 | Suez Steel | Cairo | TCR + FC | Rolling Mill | Local + remote | 220kV @ 50Hz | 33 | 6 | 100 | -100 | 100 | 200 | 55mm, water | 2H, 3H, 4H | N/A | N/A | N/A
AREVA-006 |  | China | 1999 | Zhujiang Steel | Zhujiang | TCR + FC | Rolling Mill | Local + remote | 220kV @ 50Hz | 33 | 6 | 100 | -100 | 100 | 200 | 55mm, water | 2H, 3H, 4H | N/A | N/A | N/A
AREVA-007 | AREVA-263 | India | 2004 | Jindal Steel Ltd - Hisar III | Hisar, India | TCR+FC | Arc Furnace | Local | 11kV@50Hz | 11.0kV | 6 | 0 to +36 | 0 | 36 | 36 | Water | 3H, 5H | N/A | N/A | N/A
AREVA-008 | AREVA-264 | USA | 2006 | N. American Stainless III | Ghent, KY | TCR+FC | Arc Furnace | Local | 34.5kV@60Hz | 34.5kV | 6 | -15 to +145 | 15 | 145 | 160 | Water | 2H, 3H, 4H
AREVA-009 | AREVA-265 | Puerto Rico | 2007 | PREPA | Bayamon, PR | TCR+FC | Utility | Local | 38kV@60Hz | 38kV | 6 | 0 to +90 | 0 | 90 | 90 | Water |  |  | 275kV | 34.5kV
AREVA-010 | AREVA-266 | South Korea | 2008 | Kisko | Kisko, South Korea | TCR+FC | Arc Furnace | Local | 22kV@60Hz | 22.0kV | 6 | +20 to +35 | 0 | 35 | 35 | Water | 2H, 3H | N/A | N/A | N/A
AREVA-011 | AREVA-267 | Scotland | 2008 | Scottish & Southern | Tealing, Scotland | TCR+FC | Utility | Local | ??kV@60Hz | ??kV | 6 | -68 to +278 | 68 | 278 | 346 | Water |  |  | 275kV | 34.5kV
AREVA-012 | AREVA-268 | UAE | 2009 | UAE | UAE | D-Statcom | Arc Furnace | Local | 33kV@50Hz | 33.0kV |  | 0 to +144 | 0 | 144 | 144 | Water |  | N/A | N/A | N/A
AREVA-013 | AREVA-269 | South Korea | 2009 | Dongbu Steel - I | South Korea | TCR+FC | Arc Furnace | Local | 33kV@60Hz | 33.0kV | 6 | 0 to +150 | 0 | 150 | 150 | Water |  | N/A | N/A | N/A
AREVA-014 | AREVA-270 | South Korea | 2009 | Dongbu Steel - II | South Korea | TCR+FC | Arc Furnace | Local | 33kV@60Hz | 33.0kV | 6 | 0 to +150 | 0 | 150 | 150 | Water |  | N/A | N/A | N/A
AREVA-015 | AREVA-271 | Ukraine | 2009 | Danieli - Interpipe | Ukraine | TCR+FC | Arc Furnace | Local | 35kV@60Hz | 35.0kV | 6 | 0 to +150 | 0 | 150 | 150 | Water |  | N/A | N/A | N/A
AREVA-016 | AREVA-272 | Morocco | 2009 | Demirsan | Morocco | TCR+FC | Arc Furnace | Local | 35kV@50Hz | 35.0kV | 6 | 0 to +80 | 0 | 80 | 80 | Water |  | N/A | N/A | N/A
AREVA-017 | AREVA-273 | Peru | 2009 | Aceros Arequipa | Peru | TCR+FC | Arc Furnace | Local | 33kV@50Hz | 33.0kV | 6 | 0 to +170 | 0 | 170 | 170 | Water |  | N/A | N/A | N/A
AREVA-018 | AREVA-274 | Ukraine | 2009 | Dneprovsky Iron & Steel - I | Ukraine | TCR+FC | Ladle Furnace | Local | 35kV@60Hz | 35.0kV | 6 | -4 to +28 | 4 | 28 | 32 | Water |  | N/A | N/A | N/A
AREVA-019 | AREVA-275 | Ukraine | 2009 | Dneprovsky Iron & Steel - II | Ukraine | TCR+FC | Ladle Furnace | Local | 35kV@60Hz | 35.0kV | 6 | -4 to +28 | 4 | 28 | 32 | Water |  | N/A | N/A | N/A
AREVA-020 | AREVA-276 | Brazil | 2009 | Votorantim Metals | Brazil | TCR+FC | Arc Furnace | Local | 34.5kV@60Hz | 34.5kV | 6 | 0 to +80 | 0 | 80 | 80 | Water |  | N/A | N/A | N/A
AREVA-021 | AREVA-277 | Canada | 2009 | ATCO Electric | Cranberry Lake, Alberta | TCR+FC | Utility | Local | 15kV@60Hz | 15.0kV | 6 | -30 to +30 | 30 | 30 | 60 | Air | 5H, 7H |  | 144kV | 15kV
AREVA-022 | AREVA-278 | Finland | 2009 | Fingrid | Kangasala, Finland | TCR+TSC+ FC | Utility | Local | ??kV@60Hz | ??kV | 6 | -200 to +240 | 200 | 240 | 440 | Water |  |  | 400kV | 34.5kV
AREVA-023 | AREVA-279 | Brazil | 2010 | Barro Alto - I | Brazil | TCR+FC | Arc Furnace | Local | 34.5kV@60Hz | 34.5kV | 6 | 0 to +130 | 0 | 130 | 130 | Water | 2H, 3H, 5H, 7H | N/A | N/A | N/A
AREVA-024 | AREVA-280 | Brazil | 2010 | Barro Alto - II | Brazil | TCR+FC | Arc Furnace | Local | 34.5kV@60Hz | 34.5kV | 6 | 0 to +130 | 0 | 130 | 130 | Water | 2H, 3H, 5H, 7H | N/A | N/A | N/A
AREVA-025 | AREVA-281 | Taiwan | 2010 | Lung Ching Steel | Taiwan | TCR+FC | Arc Furnace | Local | 22.8kV@60Hz | 22.8kV | 6 | 0 to +80 | 0 | 80 | 80 | Water |  | N/A | N/A | N/A
AREVA-026 | AREVA-282 | India | 2010 | Jindal Steel Ltd - Dubri | India | TCR+FC | Arc Furnace | Local | 33kV@50Hz | 33.0kV | 6 | 0 to +160 | 0 | 160 | 160 | Water | 2H, 3H, 4H, 5H | N/A | N/A | N/A
AREVA-027 | AREVA-283 | Turkey | 2010 | Yolbulan Steel | Turkey | TCR+FC | Arc Furnace | Local | 34.5kV@50Hz | 34.5kV | 6 | 0 to +200 | 0 | 200 | 200 | Water | 2H, 3H, 4H, 5H | N/A | N/A | N/A
AREVA-028 | AREVA-284 | Canada | 2010 | ATCO Electric | High Level, Alberta | TCR+FC | Utility | Local | 15kV@60Hz | 15.0kV | 6 | -30 to +30 | 30 | 30 | 60 | Air | 5H, 7H |  | 144kV | 15kV
AREVA-029 | AREVA-285 | Canada | 2010 | ATCO Electric | Little Smokey, Alberta | TCR+FC | Utility | Local | 34.5kV@60Hz | 34.5kV | 6 | -100 to +100 | 100 | 100 | 200 | Water | 5H, 7H |  | 144kV | 34.5kV
AREVA-030 | AREVA-286 | Canada | 2010 | Hydro One | Porcupine, Ontario | TCR+TSC+ FC | Utility | Local | 20kV@60Hz | 20kV | 6 | -100 to +300 | 100 | 300 | 400 | Water |  |  | 230kV | 34.5kV
AREVA-031 | AREVA-287 | India | 2010 | L&T | Hazira | TCR+FC | Arc Furnace | Local | 33kV@50Hz | 33.0kV | 6 | 0 to 110 | 0 | 110 | 110 | Water | 2H, 3H, 4H | N/A | N/A | N/A
AREVA-032 | AREVA-288 | Canada | 2010 | ATCO Electric | Rainbow Lake, Alberta | TCR+FC | Utility | Local | 15kV@60Hz | 15.0kV | 6 | -30 to +30 | 30 | 30 | 60 | Air | 5H, 7H |  | 144kV | 15kV
AREVA-033 | AREVA-289 | Mexico | 2010 | CFE | Tecnologico Substation, Mexicali | TCR+TSC+FC | Utility | Local | 230kV@60Hz | 18.0kV | 6 | -75 to +200 | 75 | 200 | 275 | Water | 5H, 7H | 200 MVA | 230kV | 18kV
FUJI-001 |  | Japan | 1974 | Kumamoto Kyoei Kogyo | Kumamoto | TCR+FC | FRL | Local | 110 kV | 6.6 kV | 6 | 46.5 | 25 | 21.5 | -3.5/+21.5 | 2.5kV, 1000A, Water | 2,3,4,5th | 15MVA | 110kV | 6.6kV
FUJI-002 |  | Japan | 1974 | Nippon Kokan | Keihin | TCR+FC | VC | Local | 22kV | 22kV | 6 | 32 | 10 | 22 | +12/+22 | 2.5kV, 1000A, Water | 3.5.7th | N/A | N/A | N/A
FUJI-003 |  | Korea | 1976 | Pohang Iron & Steel |  | TCR+FC | FRL | Local | 22kV | 22kV | 6 | 110 | 55 | 55 | -0/+55 | 2.5kV, 1000A, Water | 2,3,5,7th | N/A | N/A | N/A
FUJI-004 |  | Qatar | 1976 | Qatal Steel |  | TCR+FC | FRL | Local | 66kV | 33kV | 6 | 120 | 60 | 60 | -0/+60 | 2.5kV, 1000A, Water | 2,3,4,5,7th | 2x60MVA | 66kV | 33kV
FUJI-005 |  | Japan | 1976 | Shimizu Construction | Niigata | TCR+FC | VC | Local | 6.6kV | 6.6kV | 6 | 2.7 | 1.5 | 1.2 | -0.3/+1.2 | 2.5kV, 1000A, Air | 5,7th | N/A | N/A | N/A
FUJI-006 |  | Japan | 1977 | Chuo Seiki |  | TCR+FC | FRL | Local | 6.6kV | 6.6kV | 6 | 7.2 | 3.6 | 3.6 | -0/+3.6 | 2.5kV, 1000A, Air | 5,7th | N/A | N/A | N/A
FUJI-007 |  | Japan | 1977 | Kyoei Seiko | Hirakata | TCR+FC | FRL | Local | 77kV | 5.9kV | 6 | 51 | 28 | 23 | -5/+23 | 2.5kV, 1000A, Water | 3rd | 18MVA | 77kV | 5.89kV
FUJI-008 |  | Japan | 1978 | Kubota | Hirakata | TCR+FC | FRL | Local | 77kV | 22kV | 6 | 14 | 7 | 7 | -0/+7 | 2.5kV, 1000A, Water | N/A | 7.5MVA | 77kV | 22kV
FUJI-009 |  | Japan | 1979 | Sanko Seiko | Haneda | TCR+FC | FRL | Local | 66kV | 6.63kV | 6 | 46 | 20 | 26 | +6/+26 | 2.5kV, 1000A, Water | 2,3,5th | 20MVA | 66kV | 6.63kV
FUJI-010 |  | Japan | 1979 | Yamaguchi Kyoei Kogyo | Yamaguchi | TCR+FC | FRL | Local | 110kV | 6.6kV | 6 | 41 | 18 | 23 | +5/+23 | 2.5kV, 1000A, Water | 2,3,5th | 14MVA | 110kV | 6.6kV
FUJI-011 |  | Hong Kong | 1979 | Shiu Wing | N/A | TCR+FC | FRL | Local | 33kV | 33kV | 6 | 53 | 25 | 28 | +3/+28 | 2.5kV, 1000A, Water | 3,4,5,6th | N/A | N/A | N/A
FUJI-012 |  | Mexico | 1981 | C.F.E. | Santa Anna | TCR+FC | VC+SS | Local & Remote | 230 kV | 12.3 kV | 6 | 62 | 56 | 6 | -50/+0 | 4 kV, 1000A Water | 5th | 50 MVA | 230 kV | 12.3 kV
FUJI-013 |  | Japan | 1981 | Kotobuki Kogyo | Hiro | TCR+FC | FRL | Local | 22kV | 22kV | 6 | 40 | 24 | 16 | -8/+16 | 2.5kV, 1000A, Water | 2,4,5th | 35MVA | 110kV | 22kV
FUJI-014 |  | Mexico | 1982 | C.F.E. | Cananea | TSC | VC+SS | Local & Remote | 230 kV | 8.7 kV | 6 | 80 | N/A | 80 | -0/+80 | 4 kV, 1000A Water | N/A | 100 MVA | 230 kV | 8.7 kV
FUJI-015 |  | Malaysia | 1982 | Perwaja Steel | Trengganu | TCR+FC | FRL | Local | 275 kV | 33 kV | 6 | 228 | 120 | 108 | -12/+108 | 4 kV, 1000A Water | 2,3,4,5,6,7th | 2x125 MVA | 275 kV | 33 kV
FUJI-016 |  | Japan | 1982 | Furukawa Aluminium | Fukui | TSC | VC | Local | 33kV | 1.2kV | 6 | 4 | N/A | 4 | -0/+4 | 4.2 kV, 800A Air | N/A | 4MVA | 33kV | 1.2kV
FUJI-017 |  | Egypt | 1984 | Alexandria National Steel |  | TCR+FC | FRL | Local | 220kV | 33kV | 6 | 139 | 52 | 87 | +35/+87 | 2.5kV, 1000A, Water | 2,3,4,5,6th | N/A | N/A | 33kV
FUJI-018 |  | Japan | 1984 | Sanko Seiko | Hiratsuka | TCR+FC | FRL | Local | 66kV | 22kV | 6 | 180 | 90 | 90 | -0/+90 | 4 kV, 1000A Water | 2,3,4,5th | 45MVA | 66kV | 22kV
FUJI-019 |  | Libya | 1984 | EBIS COMPLEX |  | TCR+FC | VC | Local | 11kV | 1.33kV | 6 | 26 | 2x3 | 2x10 | +14/+20 | 2.5kV, 1000A, Air | N/A | 3x3MVA | 11kV | 1.33kV
FUJI-020 |  | Libya | 1984 | EBIS COMPLEX |  | TCR+FC | VC | Local | 11kV | 1.33kV | 6 | 9 | 1x3 | 1x6 | +3/+6 | 2.5kV, 1000A, Air | N/A | 1x3MVA | 11kV | 1.33kV
FUJI-021 |  | Soviet Union | 1984 | Machino Import of USSR |  | TCR+FC | VC | Local | 6.3kV | 1.33kV | 6 | 8 | 2x2 | 4 | -0/+4 | 2.5kV, 1000A, Air | N/A | 2x2MVA | 6.3kV | 1.33kV
FUJI-022 |  | Soviet Union | 1984 | Machino Import of USSR |  | TCR+FC | VC | Local | 6.3kV | 1.33kV | 6 | 8 | 2x2 | 4 | -0/+4 | 2.5kV, 1000A, Air | N/A | 2x2MVA | 6.3kV | 1.33kV
FUJI-023 |  | Soviet Union | 1984 | Machino Import of USSR |  | TCR+FC | VC | Local | 6.3kV | 1.33kV | 6 | 8 | 2x2 | 4 | -0/+4 | 2.5kV, 1000A, Air | N/A | 2x2MVA | 6.3kV | 1.33kV
FUJI-024 |  | Soviet Union | 1984 | Machino Import of USSR |  | TCR+FC | VC | Local | 6.3kV | 1.33kV | 6 | 8 | 2x2 | 4 | -0/+4 | 2.5kV, 1000A, Air | N/A | 2x2MVA | 6.3kV | 1.33kV
FUJI-025 |  | Japan | 1984 | Nishinihon Seiko | Kumamoto | TCR+FC | FRL | Local | 11OkV | 22kV | 6 | 30 | 15 | 15 | -0/+15 | 2.5kV, 1000A, Water | 3rd | 36MVA | 110kV | 22kV
FUJI-026 |  | Japan | 1985 | Nippon Steel | Hikari | TCR+FC | FRL | Local | 110kV | 66kV | 6 | 35 | 15 | 20 | +5/+20 | 2.5kV, 1000A, Water | 2,3rd | 24MVA | 110kV | 22kV
FUJI-027 |  | Japan | 1986 | Hokkaido Electric Power | Muroran | TCR+FC | FRL | Local | 66 kV | 8.7 kV | 6 | 60 | 40 | 20 | -20/+20 | 4 kV, 1000A Water | 5th, 7th | 20 MVA | 66kV | 8.7 kV
FUJI-028 |  | Japan | 1987 | Kyoei Steel | Hirakata | TCR+FC | FRL | Local | 77kV | 22kV | 6 | 60 | 36 | 24 | -12/+24 | 2.5kV, 1000A, Water | 2nd | 50MVA | 77kV | 22kV
FUJI-029 |  | Taiwan (China) | 1987 | Kuei Hung Industrial |  | TCR+FC | FRL | Local | 69kV | 22,8kV | 6 | 61 | 29 | 32 | +3/+32 | 2.5kV, 1000A, Water | 2,3rd | 35MVA | 69kV | 22.8kV
FUJI-030 |  | Japan | 1988 | Daiwa Denki Steel | Kobe | TCR+FC | FRL | Local | 77kV | 22,8kV | 6 | 73 | 40 | 33 | -7/+33 | 2.5kV, 1000A, Water | 2,3,4th | 40MVA | 77kV | 22kV
FUJI-031 |  | Taiwan (China) | 1988 | Chin Hsing Steel |  | TCR+FC | FRL | Local | 66kV | 22.8kV | 6 | 58 | 29 | 29 | -0/+29 | 2.5kV, 1000A, Water | 2,3rd | 30MVA | 66kV | 22.8kV
FUJI-032 |  | Taiwan (China) | 1988 | United Steel |  | TCR+FC | FRL | Local | 66kV | 22.8kV | 6 | 58 | 29 | 29 | -0/+29 | 2.5kV, 1000A, Water | 2,3rd | 35MVA | 66kV | 22.8kV
FUJI-033 |  | Taiwan (China) | 1988 | Chien Shun Steel & Plastic Industrial |  | TCR+FC | FRL | Local | 69kV | 22.8kV | 6 | 58 | 29 | 29 | -0/+29 | 2.5kV, 1000A, Water | 2,3rd | 35MVA | 69kV | 22.8kV
FUJI-034 |  | Taiwan (China) | 1989 | Hai-Kwang Enterprise |  | TCR+FC | FRL | Local | 69kV | 22.8kV | 6 | 62 | 29 | 33 | +4/+33 | 2.5kV, 1000A, Water | 2,3rd | 42MVA | 69kV | 22.8kV
FUJI-035 |  | Japan | 1989 | Kyoei Steel | Wakayama | TCR+FC | FRL | Local | 77kV | 33kV | 6 | 105 | 40 | 65 | +25/+65 | 2.5kV, 1000A, Water | 2,3,4,5th | 80MVA | 77kV | 33kV
FUJI-036 |  | Japan | 1990 | Central Japan Railway | Yaizu | TCR+FC | UL | Local | 77 kV | 18 kV | 6 | 120 | 60 | 60 | -0/+60 | 4 kV, 1500A Water | 2th, 3th,HP | 60 MVA & 2x 30 MVA | 77 kV | 18 kV
FUJI-037 |  | Japan | 1991 | Kansai Bilet Center |  | TCR+FC | FRL | Local | 77kV | 33kV | 6 | 221 | 100 | 121 | +21/+121 | 4 kV, 1000A Water | 2,3,5,7,11,13th | 120MVA | 77kV | 33kV
FUJI-038 |  | Japan | 1992 | Nakayama Kogyo | Osaka | TCR+FC | FRL | Local | 77kV | 22kV | 6 | 123 | 61 | 62 | +1/+62 | 2.5kV, 1000A, Water | 2,3,4,5th | N/A | N/A | N/A
FUJI-039 |  | Japan | 1992 | Kyoei Steel | Nagoya | TCR+FC | FRL | Local | 77kV | 22kV | 6 | 120 | 60 | 60 | -0/+60 | 2.5kV, 1000A, Water | 2,3,4,5,6th | 57MVA | 77kV | 22kV
FUJI-040 |  | Japan | 1992 | Nippon Steel | Hikari | TCR+FC | FRL | Local | 110kV | 22kV | 6 | 92 | 46 | 46 | -0/+46 | 2.5kV, 1000A, Water | 2,3,4,5th | 55MVA | 110kV | 22kV
FUJI-041 |  | Korea | 1992 | Korea Iron&Steel |  | TCR+FC | FRL | Local | 154kV | 22kV | 6 | 107 | 30 | 77 | +47/+77 | 2.5kV, 1000A, Water | 2,3,5,7,11th | N/A | 154kV | 22kV
FUJI-042 |  | Taiwan (China) | 1993 | Pei Kee Steel |  | TCR+FC | FRL | Local | 69kV | 22,8kV | 6 | 58 | 29 | 29 | -0/+29 | 2.5kV, 1000A, Water | 2,3rd | 52.5MVA | 69kV | 22.8kV
FUJI-043 |  | Japan | 1994 | Mitsuboshi Kinzoku Kogyo | Tubame | TCR+FC | FRL | Local | 154kV | 33kV | 6 | 98 | 33 | 65 | +33/+65 | 2.5kV, 1000A, Water | 2,3,5,7th | 75MVA | 154kV | 33kV
FUJI-044 |  | Thailand | 1994 | Siam Yamato Steel |  | TCR+FC | FRL | Local | 115kV | 22kV | 6 | 208 | 100 | 108 | +8/+108 | 4 kV, 1000A Water | 2,3,4,5th | 120MVA | 115kV | 22kV
FUJI-045 |  | Taiwan (China) | 1994 | Lung Ching Steel Enterprise |  | TCR+FC | FRL | Local | 161kV | 22,8kV | 6 | 80 | 50 | 30 | -20/+30 | 2.5kV, 1500A, Water | 2nd | 80MVA | 161kV | 22.8kV
FUJI-046 |  | Japan | 1995 | Tokyo Steel | Utsunomia | TCR+FC | FRL+SS | Local | 154kV | 33kV | 6 | 214 | 95 | 119 | +24/+119 | 4 kV, 1000A Water | 2,3,4,5,7,11th | 50MVA | 154kV | 33kV
FUJI-047 |  | Japan | 1995 | Tokyo Steel | Utsunomia | TCR+FC | FRL+SS | Local | 154kV | 33kV | 6 | 214 | 95 | 119 | +24/+119 | 4 kV, 1000A Water | 2,3,4,5,7,11th | 50MVA | 154kV | 33kV
FUJI-048 |  | Japan | 1996 | Tokyo Steel | Takamatsu | TCR+FC | FRL+SS | Local | 22kV | 22kV | 6 | 81 | 15 | 66 | +41/+66 | 2.5kV, 1500A Water | 2,3,4,5th | 15MVA | 22kV | 1.33kV
FUJI-049 |  | Japan | 1996 | Tokyo Steel | Okayama | TCR+FC | FRL+SS | Local | 3.3kV | 3.3kV | 6 | 47 | 14 | 33 | +41/+47 | 2.5kV, 1500A Water | 2,3,4,5th | 14MVA | 3.3kV | 1.33kV
FUJI-050 |  | Taiwan (China) | 1997 | Kuei Yi Industrical Co., Ltd. |  | TCR+FC | FRL+SS | Local | 33ｋV | 33ｋV | 6 | 211 | 50 | 161 | +111/+161 | 2.5kV, 1500A Water | 2,3,4,5th | 50MVA | 33kV | 1.33kV
FUJI-051 |  | Egypt | 1999 | Alexandria National Steel Co., S.A.E. |  | TCR+FC | FRL+SS | Local | 33ｋV | 33ｋV | 6 | 220 | 80 | 140 | +60/+140 | 2.5kV, 1500A Water | 2,3,4,5,6th | 80MVA | 33kV | 1.33kV
FUJI-052 |  | Japan | 2005 | Aichi Steel Works Ltd | Aichi | TCR+FC | FRL+SS | Local | 154kV | 33kV | 6 | 85 | 85 | 95 | -10/+95 | 2.8kV, 1.5kA , Water | 2,3,4,5th | 85MVA | 33kV | 1.42kV
FUJI-053 |  | Japan | 2009 | Tokyo Steel | Tahara | TCR+FC | FRL | Local | 154kV | 33kV | 6 | 60 | 60 | 60 | 0/+60 | 7kV,1.3kA, Water | 2,3,4,5,7th | 60MVA | 154kV | 33kV
FUJI-054 |  | Japan | 2010 | Tokyo Steel | Tahara | TCR+FC | FRL | Local | 154kV | 33kV | 6 | 230 (115*2） | 230 | 240 | -10/+240 | 7kV,1.3kA, Water | 2,3,4,5,7,11,13,17th | 115*2MVA | 154kV | 33kV
FUJI-055 |  | Japan | 2011 | Jonan Steel Coporation | Saitama | TCR+FC | FRL | Local | 66kV | 22kV | 6 | 65 | 65 | 70.6 | -5.6/+70.6 | 7kV,1.3kA ,Water | 2,3,4th | 65MVA | 66kV | 33kV
HIT-001 |  | Japan | 1989 | Electric Power Dev. Co., LTD | Hakodate Converter | TCT | VC+DS | (Remote) | 187kV@50Hz | 22.0kV | 6 | 0+64 (SVC) -90+45 (Swit.) | 64 (20ms),32 (cont.) | 90 | 64 | 80mm, 4.0kV, 1500A, Water | 5H,7H,11H,13H,HP | 100MVA; 3 | 187kV | 21.0kV
HIT-002 |  | Japan | 1989 | Tokyo Electric Power Co., Inc. | Shin-Fuji | TCT+FC | VC+DS+SS | (Local&Remote) | 500kV@50Hz | 63kV | 6 | +20/+120 | 100 | 120 | +20/+120 | 80mm, 4.0kV, 1500A, Water | N/A | 3x500MVA OFAF; 1 | 500kV | 275kV(Tert 63kV)
HIT-003 |  | Japan | 1989 | Tokyo Electric Power Co., Inc. | Minami-Sayama | TCR+FC | VC+DS+SS | (Local&Remote) | 275kV@50Hz | 66kV | 6 | -10/+40 | 50 | 40 | -10/+40 | 80mm, 4.0kV, 1500A, Water | N/A | 300MVA OFAF; 1 | 275kV | 66kV
HIT-004 |  | Japan | 1992 | Chubu Electric Power Co., Inc. | Chushin Substation | TCR | VC+SS | (Local&Remote) | 275kV@60Hz | 18kV | 6 | -50/+50 | 100 | 240 | -50/+50 | 80mm, 4.0kV, 1500A, Water | N/A | 240MVA; 3 | 275kV | 68kV(Tert.18kV)
HIT-005 |  | Japan | 1994 | Tohoku Electric Power Co., Inc. | Noshiro Thermal Power Station | TCR+FC | VC+PC | (Local&Remote) | 275kV@50Hz | 20kV | 6 | -50/+50 | 100 | 50 | -50/+50 | 80mm, 4.0kV, 1500A, Water | N/A | 100MVA; 3 | 275kV | 20kV
HIT-006 |  | Japan | 1995 | Shikoku Electric Power Co., Inc. | Nakamura Substation | TCT+FC | VC+DS+SS | (Local&Remote) | 66kV@60Hz | 10.4kV | 6 | -10/+20 | 30 | 40 | -10/+20 | 80mm, 4.0kV, 1500A, Water | N/A | 30MVA; 3 | 66kV | 10.4kV
HIT-007 |  | Japan | 1990 | JR Tokai | Hamamatsucho Substation | TCT+FC | UL | (Local&Remote) | 11kV@60Hz | 15kV | 6 | -15/+30 | 30 | 15 | -15/+15 | 80mm, 4.0kV, 1500A, Water | N/A | 30MVA | 11kV | 15kV
HIT-008 |  | Japan | 1992 | JR Tokai | Nishisagami Substation | TCT+FC | UL | (Local&Remote) | 70kV@60Hz | 15kV | 6 | -15/+30 | 30 | 15 | -15/+15 | 80mm, 4.0kV, 1500A, Water | N/A | 30MVA | 70kV | 15kV
MELCO-001 |  | Japan | 1970 | Kawasaki Steel Co. | Mizushima Steel Works | TSC | VC | N/A | 11kV | N/A | N/A | 10 | N/A | N/A | N/A | N/A | N/A | N/A | N/A | N/A
MELCO-002 |  | Japan | 1971 | Kawasaki Steel Co. | Mizushima Steel Works | TSC | VC | N/A | 11kV | N/A | N/A | 10 | N/A | N/A | N/A | N/A | N/A | N/A | N/A | N/A
MELCO-003 |  | Japan | 1974 | Kobe Steel Co. | Mooka Steel Works | TSC | VC | N/A | 66kV | N/A | N/A | 6.6 | N/A | N/A | N/A | N/A | N/A | N/A | N/A | N/A
MELCO-004 |  | Japan | 1974 | Hokkaido Electric Power Co. | Hamatsu S/S | TSC | VC | N/A | 6kV | N/A | N/A | 0.3 | N/A | N/A | N/A | N/A | N/A | N/A | N/A | N/A
MELCO-005 |  | Japan | 1975 | Showa Steel Co. | Kyushu | TSC | VC | N/A | 3.3kV | N/A | N/A | 6 | N/A | N/A | N/A | N/A | N/A | N/A | N/A | N/A
MELCO-006 |  | Japan | 1976 | Nippon Kokan K.K. | Ogizima Steel Works | TSC | VC | N/A | 3.3kV | N/A | N/A | 9.9 | N/A | N/A | N/A | N/A | N/A | N/A | N/A | N/A
MELCO-007 |  | Japan | 1976 | Nippon Kokan K.K. | Ogizima Steel Works | TSC | VC | N/A | 3.3kV | N/A | N/A | 5 | N/A | N/A | N/A | N/A | N/A | N/A | N/A | N/A
MELCO-008 |  | Poland | 1977 | HUTA HOWOTKO | N/A | TSC | VC | N/A | 3.3kV | N/A | N/A | 3.35 | N/A | N/A | N/A | N/A | N/A | N/A | N/A | N/A
MELCO-009 |  | Japan | 1978 | Mitsubishi Heavy Industry Co. | Futami Works | TCR | FRL | N/A | 6.6kV | N/A | N/A | 8 | N/A | N/A | N/A | N/A | N/A | N/A | N/A | N/A
MELCO-010 |  | Japan | 1978 | Tokyo Steel Mfg. Co. | Okayama Steel Works | TCR | FRL | N/A | 33kV | N/A | N/A | 120 | N/A | N/A | N/A | N/A | N/A | N/A | N/A | N/A
MELCO-011 |  | Japan | 1979 | Nippon Kokan K.K. | Ogizima Steel Works | TSC | VC | N/A | 22kV | N/A | N/A | 60 | N/A | N/A | N/A | N/A | N/A | N/A | N/A | N/A
MELCO-012 |  | Japan | 1979 | Japan National Railway | Moji S/S | TCR | VC | N/A | 440V | N/A | N/A | 1.2 | N/A | N/A | N/A | N/A | N/A | N/A | N/A | N/A
MELCO-013 |  | Japan | 1979 | Nisshin Steel Co. | Kure Steel Works | TSC | VC | N/A | 22kV | N/A | N/A | 30 | N/A | N/A | N/A | N/A | N/A | N/A | N/A | N/A
MELCO-014 |  | Korea | 1979 | Pohang Iron and Steel Co. | N/A | TCR | FRL | N/A | 22kV | N/A | N/A | 30 | N/A | N/A | N/A | N/A | N/A | N/A | N/A | N/A
MELCO-015 |  | Japan | 1981 | Kyoei Steel Co. | Osaka Steel Works | TCR | FRL | N/A | 77kV | N/A | N/A | 20 | N/A | N/A | N/A | N/A | N/A | N/A | N/A | N/A
MELCO-016 |  | Brazil | 1982 | CHESF | N/A | TSC | SS+VC | N/A | 69kV | N/A | N/A | 80 | N/A | N/A | N/A | N/A | N/A | N/A | N/A | N/A
MELCO-017 |  | Japan | 1981 | Japan National Railway | N/A | TSC | VC | N/A | 11kV | N/A | N/A | 10 | N/A | N/A | N/A | N/A | N/A | N/A | N/A | N/A
MELCO-018 |  | Japan | 1981 | Godo Steel Co. | N/A | TCR | VC | N/A | 6.6kV | N/A | N/A | 11.7 | N/A | N/A | N/A | N/A | N/A | N/A | N/A | N/A
MELCO-019 |  | Japan | 1982 | Furukawa Aluminum Co. | N/A | TSC | FRL | N/A | 77kV | N/A | N/A | 8 | N/A | N/A | N/A | N/A | N/A | N/A | N/A | N/A
MELCO-020 |  | Japan | 1982 | Japan Roadway Construction Co. | N/A | TSC | FRL | N/A | 6.6kV | N/A | N/A | 1.8 | N/A | N/A | N/A | N/A | N/A | N/A | N/A | N/A
MELCO-021 |  | Japan | 1984 | Mitsubishi Steel Manufacturing Co. | Shinonome Steel Works | TCR | FRL | N/A | 66kV | N/A | N/A | 60 | N/A | N/A | N/A | N/A | N/A | N/A | N/A | N/A
MELCO-022 |  | Japan | 1985 | Japan Atomic Energy Research Institute | Tokai Research Center | TSC | VC | N/A | 3.3kV | N/A | N/A | 5.5 | N/A | N/A | N/A | N/A | N/A | N/A | N/A | N/A
MELCO-023 |  | Korea | 1986 | Pohang Iron and Steel Co. | N/A | TSC | VC | N/A | 22kV | N/A | N/A | 10 | N/A | N/A | N/A | N/A | N/A | N/A | N/A | N/A
MELCO-024 |  | Korea | 1986 | Pohang Iron and Steel Co. | N/A | TSC | VC | N/A | 22kV | N/A | N/A | 24 | N/A | N/A | N/A | N/A | N/A | N/A | N/A | N/A
MELCO-025 |  | Japan | 1986 | Japan National Railway | Miyazaki Experiment Line | TSC | VC | N/A | 3.3kV | N/A | N/A | 12 | N/A | N/A | N/A | N/A | N/A | N/A | N/A | N/A
MELCO-026 |  | Korea | 1989 | Pohang Iron and Steel Co. | N/A | TSC | VC | N/A | 22kV | N/A | N/A | 30 | N/A | N/A | N/A | N/A | N/A | N/A | N/A | N/A
MELCO-027 |  | Japan | 1992 | Kyusyu Railway Co. | Fukuro S/S | TSC | FRL | N/A | 3.3kV | N/A | N/A | 40 | N/A | N/A | N/A | N/A | N/A | N/A | N/A | N/A
MELCO-028 |  | Japan | 1992 | Japan West Railway Co. | Shinjo S/S | TSC | FRL | N/A | 44kV | N/A | N/A | 20 | N/A | N/A | N/A | N/A | N/A | N/A | N/A | N/A
MELCO-029 |  | Japan | 1992 | Japan West Railway Co. | Shinjo S/S | TSC | FRL | N/A | 44kV | N/A | N/A | 15 | N/A | N/A | N/A | N/A | N/A | N/A | N/A | N/A
MELCO-030 |  | Japan | 1993 | Kyusyu Railway Co. | Nagasaki S/S | TSC | FRL | N/A | 44kV | N/A | N/A | 10 | N/A | N/A | N/A | N/A | N/A | N/A | N/A | N/A
MELCO-031 |  | Korea | N/A | Pohang Iron and Steel Co. | N/A | TSC | VC | N/A | 22kV | N/A | N/A | 40 | N/A | N/A | N/A | N/A | N/A | N/A | N/A | N/A
MELCO-032 |  | Japan | N/A | Japan East Railway Co. | Tazawa S/S | TSC | FRL | N/A | 44kV | N/A | N/A | 10 | N/A | N/A | N/A | N/A | N/A | N/A | N/A | N/A
MELCO-051 |  | USA | 2005 | Georgia Power Company | Laurens County | TCR+FC | VC | Local/Remote | 115kV@60Hz | 11.15kV | 6 | 87 | 0 | 87 | 87 | LTT, 100mm, 8kV | 5,7 | 87MVA | 115kV | 11.15kV
MELCO-052 |  | USA | 2006 | PacifiCorp | St. George | TCR+FC | VC | Local/Remote | 138kV@60Hz | 16.5kV | 6 | 135 | -35 | 100 | 135 | LTT, 100mm, 8kV | 3,5,7 | 100MVA | 138kV | 16.5kV
MELCO-053 |  | USA | 2007 | Southern California Edison | Rector | TCR+TSC+FC | VC | Local/Remote | 230kV@60Hz | 9.5 | 6 | 320 | -120 | 200 | 320 | LTT, 100mm, 8kV | 3,5,7 | 200MVA | 230kV | 9.5kV
MELCO-054 | N/A | USA | 2008 | Georgia Transmission Company | Winder | TSC | VC | N/A | 230kV@60Hz | 18.3kV | 6 | 0,130,260 | 0 | 130*2 | 260 | LTT Water |  | 260MVA | 230kV | 18.3kV
MELCO-055 | N/A | USA | 2009 | PacifiCorp | Camp Williams | TCR+TSC+FC | VC | N/A | 345kV@60Hz | 24.5kV | 6 | 475 | -125 | 350 | 475 | LTT Water |  | 350MVA | 345kV | 24.5kV
MELCO-056 | N/A | USA | 2011(Scheduled) | PacifiCorp | Red Butte | TCR+TSC+FC | VC | N/A | 345kV@60Hz | 27.0kV | 6 | 425 | -75 | 350 | 425 | LTT Water |  | 350MVA | 345kV | 27.0kV
MELCO-057 |  | USA | 2012 | AEP | St. Clair | TSC | VC | Local/Remote | 138 kV | 11.5 kV | 6 | 250 | 0 | 250 | 0 / +250 | LTT Water | N/A | 250 MVA | 138 kV | 11.5 kV
MELCO-058 |  | USA | 2013 | Progress Energy | Jacksonville | TCR+TSC+FC | VC | Local/Remote | 230 kV | 24 k V | 6 | 400 | 100 | 300 | -100/+300 | LTT Water | 5th ,7th,11th | 300 MVA | 230 kV | 24 kV
MELCO-059 |  | USA | 2014 | Oncor | Brown #1 | TCR+TSC+FC | VC | Local/Remote | 345 kV | 23.5 kV | 6 | 565 | 265 | 300 | -265/+300 | LTT Water | 3rd, 5th, 7th | 300 MVA | 345 kV | 23.5
MELCO-060 |  | USA | 2014 | Oncor | Brown #2 | TCR+TSC+FC | VC | Local/Remote | 345 kV | 23.5 kV | 6 | 565 | 265 | 300 | -265/+300 | LTT Water | 3rd, 5th, 7th | 300 MVA | 345 kV | 23.5
MELCO-061 |  | USA | 2014 | ComEd | Prospect Heights #1 | TSC | VC | Local/Remote | 138 kV | 14.6 kV | 6 | 300 | 0 | 300 | 0 / +300 | LTT Water | N/A | 300 MVA | 138 kV | 14.6 kV
MELCO-062 |  | USA | 2014 | ComEd | Prospect Heights #2 | TSC | VC | Local/Remote | 138 kV | 14.6 kV | 6 | 300 | 0 | 300 | 0 / +300 | LTT Water | N/A | 300 MVA | 138 kV | 14.6 kV
MELCO-063 |  | USA | 2014 | Dominion | Mt. Storm | TCR+TSC+FC | VC | Local/Remote | 500 kV | 25 kV | 6 | 400 | 150 | 250 | -150 / +250 | LTT Water | 3rd, 5th, 7th | 250 MVA | 500 kV | 25 kV
MELCO-064 |  | USA | 2014 | Dominion | Mosby #1 | TCR+TSC+FC | VC | Local/Remote | 500 kV | 25 kV | 6 | 400 | 150 | 250 | -150 / +250 | LTT Water | 5th, 7th | 250 MVA | 500 kV | 25 kV
MELCO-065 |  | USA | 2014 | Dominion | Mosby #2 | TCR+TSC+FC | VC | Local/Remote | 500 kV | 25 kV | 6 | 400 | 150 | 250 | -150 / +250 | LTT Water | 5th, 7th | 250 MVA | 500 kV | 25 kV
MELCO-066 |  | USA | 2014 | First Energy | Altoona | TCR+TSC+FC | VC | Local/Remote | 230 kV | 25 kV | 6 | 350 | 100 | 250 | -100 / +250 | LTT Water | 5th, 7th, 11th, HP | 250 MVA | 230 kV | 25 kV
MELCO-067 |  | USA | 2015 | PacifiCorp | Mathington | TCR+FC | VC | Local/Remote | 138 kV | 12.5 kV | 6 | 100 | 15 | 85 | -15 / +85 | LTT Water | 5th, 7th | 85 MVA | 138 kV | 12.5 kV
MELCO-068 |  | USA | 2015 | First Energy | Squab Hollow | TCR+TSC+FC | VC | Local/Remote | 230 kV | 25 kV | 6 | 350 | 100 | 250 | -100 / +250 | LTT Water | 5th, 7th, 11th | 250 MVA | 230 kV | 25 kV
NISSIN-001 |  | Japan | 1973 | Yamato Industry Co. |  | TCR+FC | FRL | N/A | 22kV@60Hz | 1.3kV | 6 | 0/18 | 18 | 18 | 0/18 | 33mm 2.5kV 400A ;A | 3 | 18MVA 3 | 22kV | 1.3kV
NISSIN-002 |  | Japan | 1974 | High Energy Physics Laboratory |  | TCR+FC | FRL | N/A | 6.6kV@50Hz | 1.21kV | 6 | 0/16 | 16 | 16 | 0/16 | 33mm 2.5kV,400A;A | 3,5,7,HP | 16MVA 3 | 6.6kV | 1.21kV
NISSIN-003 |  | Japan | 1974 | Tokuyama Iadustry Co. |  | TCR+FC | FRL | N/A | 77kV@60Hz | 1.3kV | 6 | 0/20. | 20 | 20 | 0/20 | 33mm 2.5kV,400A;A | 3,5 | 35MVA 3 | 77kV | 1.3kV
NISSIN-004 |  | Japan | 1974 | Nisinihon Steel Co. |  | TCR+FC | FRL | N/A | 6.6kV@60Hz | 550V | 6 | 0/18.5 | 18.5 | 18.5 | 0/18.5 | 56mm 2.5kV 800A;A | 2,3,5 | 18.5MVA 3 | 6.6kV | 0.55kV
NISSIN-005 |  | Korea | 1975 | Pohan Iron & Steel Co. |  | TCR+FC | FRL | N/A | 22kV@60Hz | 7.15kV | 6 | 0/14 | 14 | 14 | 0/14 | 56mm 2.5kV 800A;A | 5,7 | 14MVA 3 | 22kV | 7.15kV
NISSIN-006 |  | Japan | 1975 | Tokyo Steel Co. |  | TCR+FC | FRL | N/A | 66kV@50Hz | 1.3kV | 6 | 0/18 | 18 | 18 | 0/18 | 33mm 2.5kV,400A;A | 3,5 | 18MVA 3 | 66kV | 1.3kV
NISSIN-007 |  | Japan | 1975 | Yodogawa Steel Co. |  | TCR+FC | FRL | N/A | 22kV@60Hz | 1.3kV | 6 | 0/9 | 9 | 9 | 0/9 | 33mm 2.5kV,400A;A | 3,5 | 9MVA 3 | 22kV | 1.3kV
NISSIN-008 |  | Japan | 1975 | Kawasaki Iron & Steel Inc. |  | TCR+FC | FRL | N/A | 22kV@50Hz | 1.3kV | 6 | 0/10 | 10 | 10 | 0/10 | 56mm 2.5kV 800A;W | 5,7,11,13 | 10MVA 3 | 22kV | 1.3kV
NISSIN-009 |  | Japan | 1976 | Daido Steel Co.Laboratory |  | TCR+FC | FRL | N/A | 22kV@60Hz | 1.3kV | 6 | 0/12 | 12 | 12 | 0/12 | 33mm 2.5kV 400A A | 3,5 | 12MVA 3 | 22kV | 1.3kV
NISSIN-010 |  | Japan | 1977 | Rinko Iron & Steel Co. |  | TCR+FC | FRL | N/A | 22kV@60Hz | 1.3kV | 6 | 1/24 | 23 | 24 | 1/24 | 56mm 2.5kV 1000A W | 3 | 23MVA 3 | 22kV | 1.3kV
NISSIN-011 |  | Japan | 1979 | Yamato Industry Co. |  | TCT+FC | FRL | N/A | 22kV@60Hz | 2kV | 6 | 0/32 | 32 | 32 | 0/32 | 55mm 4kV 800A A | 2,3 | 32MVA 3 | 22kV | 2.0kV
NISSIN-012 |  | Japan | 1979 | Kansai Steel Co. |  | TCT+FC | FRL | N/A | 22kV@60Hz | 1.3kV | 6 | 0/6.5 | 6.5 | 6.5 | 0/6.5 | 56mm 2.5kV 1000A W | 3,5 | 6.5MVA 3 | 22kV | 1.3kV
NISSIN-013 |  | Japan | 1980 | Kisiwada Steel Co. |  | TCT+FC | FRL | N/A | 22kV@60Hz | 1.3kV | 6 | 0/6 | 6 | 6 | 0/6 | 33mm 2.5kV 400A A | 4 | 6MVA 3 | 22kV | 1.3kV
NISSIN-014 |  | Japan | 1980 | Hokuetsu Metal Inc. |  | TCT+FC | FRL | N/A | 30kV@50Hz | 1.3kV | 6 | 0/25 | 25 | 25 | 0/25 | 56mm 2.5kV 1000A W | 2,3 | 35MVA 3 | 30kV | 1.3kV
NISSIN-015 |  | Japan | 1980 | Itoh Iron & Steel Inc. |  | TCR+FC | FRL | N/A | 66kV@50Hz | 6.9kV | 6 | -23/42 | 65 | 42 | -23/42 | 60mm 4kV 1000A W | 3,5,7 | 50MVA 3 | 66kV | 6.9kV
NISSIN-016 |  | Japan | 1980 | Hokkaido Elect. Power Co. | Nishisapporo S/S | TCT+FC | FRL | N/A | 66kV@50Hz | 2kV | 6 | -20/20 | 40 | 20 | -20/20 | 55mm 4kV 800A A | 3 | 40MVA 3 | 66kV | 2.0kV
NISSIN-017 |  | Japan | 1981 | Kawasaki Iron & Steel Inc. |  | TCT+FC | FRL | N/A | 20kV@50Hz | 1.3kV | 6 | 0/11 | 11 | 11 | 0/11 | 56mm 2.5kV 1000A W | 2 | 11MVA 3 | 22kV | 1.3kV
NISSIN-018 |  | Japan | 1981 | Kansai Steel Co. |  | TCT+FC | FRL | N/A | 20kV@60Hz | 1.3kV | 6 | 7.5/42.5 | 35 | 42.5 | 7.5/42.5 | 56mm 2.5kV 1000A W | 2,3,4 | 35MVA 3 | 20kV | 1.3kV
NISSIN-019 |  | Philippine | 1981 | Philippine National Steel Corporation |  | TCT+FC | FRL | N/A | 22kV@60Hz | 1.3kV | 6 | 0/15 | 15 | 15 | 0/15 | 56mm 2.5kV 1000A W | 3,4 | 15MVA 3 | 22kV | 1.3kV
NISSIN-020 |  | Japan | 1982 | Jhonan Iron & Steel Corporation |  | TCR+FC | FRL | N/A | 66kV@50Hz | 22.5kV | 6 | -14/51 | 65 | 51 | -14/51 | 60mm 4kV 1000A W | 2,3,4,3 | 37MVA 3 | 66kV | 22.5kV
NISSIN-021 |  | Japan | 1982 | Nippon Kokan K.K. |  | TCT+FC | VC | N/A | 22kV@50Hz | 750V | 6 | 0/20 | 20 | 20 | 0/20 | 56mm 2.5kV 1000A W | 5,7,11,13 | 20MVA 3 | 22kV | 0.75kV
NISSIN-022 |  | Japan | 1983 | Tokyo Iron & Steel Inc. |  | TCT | FRL | N/A | 22kV@60Hz | 1.155kV | 6 | -18 | 18 | N | -18 | 75mm 4kV 1500A W | N | 18MVA 3 | 22kV | 1.145kV
NISSIN-023 |  | Philippine | 1983 | Philippine National Steel Corporation |  | TCT+FC | FRL | N/A | 22kV@60Hz | 1.3kV | 6 | 0/13 | 13 | 13 | 0/13 | 56mm 2.5kV 1000A W | 3,4 | 13MVA 3 | 22kV | 1.3kV
NISSIN-024 |  | Japan | 1983 | Nippon Steel Co. |  | TCT+FC | FRL | N/A | 77kV@60Hz | 5.5kV | 6 | 10/45 | 35 | 45 | 10/45 | 100mm 4kV 3000A W | 3,5,7,11,13HP,17HP | 35MVA 3 | 77kV | 5.5kV
NISSIN-025 |  | Japan | 1984 | Chubu Elect.Power Co. | Simizu S/S | TCR+FC | FRL | N/A | 77kV@60Hz | 10kV | 6 | 0/30 | 30 | 30 | 0/30 | 60mm 4kV 1000A W | 2,2,5,5 | 30MVA | 77kV | 10kV
NISSIN-026 |  | Japan | 1984 | Nakayama Steel Co. |  | TCT+FC | FRL | N/A | 22kV@60Hz | 6.9kV | 6 | 17.3/52.3 | 35 | 52.3 | 17.3/52.3 | 60mm 4kV 1000A W | 2,3,3,4 | 35MVA 3 | 22kV | 6.9kV
NISSIN-027 |  | Japan | 1984 | Tobu Steel Co. |  | TCT+FC | FRL | N/A | 4.16kV@50Hz | 750V | 6 | -6.5/7.5 | 14 | 7.5 | -6.5/7.5 | 56mm 2.5kV 1000A W | 2,3 | 12MVA 3 | 4.16kV | 0.75kV
NISSIN-028 |  | Philippine | 1985 | Philippine National Steel Corporation |  | TCT+FC | FRL | N/A | 34.5kV@60Hz | 1.3kV | 6 | -2/22 | 24 | 22 | -2/22 | 56mm 2.5kV 1000A W | 3,4 | 24MVA 3 | 34.5kV | 1.3kV
NISSIN-029 |  | Japan | 1985 | Hitachi Zosen Co. |  | TCT+FC | FRL | N/A | 22kV@60Hz | 1.155kV | 6 | -2/10 | 12 | 10 | -2/10 | 75mm 4kV 1500A W | 3 | 12MVA 3 | 22kV | 1.155kV
NISSIN-030 |  | Japan | 1987 | Yamato Industry Co. |  | TCT+FC | FRL | N/A | 22kV@60Hz | 1.155kV | 6 | -1/14 | 15 | 14 | -1/14 | 75mm 4kV 1500A W | 3 | 15MVA,3 | 22kV | 1.155kV
NISSIN-031 |  | Japan | 1987 | Asahi Industry Co. |  | TCT+FC | FRL | N/A | 6.6kV@50Hz | 1.4kV | 6 | -7/8 | 15 | 8 | -7/8 | 100mm 4kV 3000A W | 2 | 15MVA 3 | 6.6kV | 1.4kV
NISSIN-032 |  | Japan | 1988 | Kansai Elect. Power Co. | Hirakata S/S | TCT+FC | FRL | N/A | 77kV@60Hz | 6.9kV | 6 | -33/7 | 40 | 7 | -33/7 | 75mm 4kV 1500A W | 3 | 40MVA 3 | 77kV | 6.9kV
NISSIN-033 |  | Japan | 1988 | Hitachi Metals Co. |  | TCT+FC | FRL | N/A | 22kV@60Hz | 0.75kV | 6 | -8/12 | 20 | 12 | -8/12 | 56mm 2.5kV 1000A W | 2 | 20MVA 3 | 22kV | 0.75kV
NISSIN-034 |  | Japan | 1988 | Nihon Koushuha Industry |  | TCT+FC | FRL | N/A | 33kV@60Hz | 0.75kV | 6 | 7/40 | 33 | 40 | 7/40 | 56mm 2.5kV 1000A W | 2,3,4,5 | 33MVA 3 | 33kV | 0.75kV
NISSIN-035 |  | Japan | 1989 | Tokai Passenger Railway Co. | Ohtaka S/S | TCT+FC | FRL | N/A | 30kV@60Hz | 5.7kV | 2 | -35/35 | 70 | 35 | -35/35 | 100mm 4kV 3000A W | 2,3 | 20MVA 1,15MVA 1 | 30kV | 5.7kV
NISSIN-036 |  | Japan | 1989 | Kansai Elect. Power Co. | Izusi S/S | TCT+FC | DS | N/A | 77kV@60Hz | 5.2kV | 6 | -20/10 | 30 | 10 | -20/10 | 75mm 4kV 1500A W | 5 | 30MVA 3 | 77kV | 5.2kV
NISSIN-037 |  | Japan | 1989 | Nippon Steel Co. |  | TCT+FC | FRL | N/A | 11kV@60Hz | 0.75kV | 6 | 5/20 | 15 | 20 | 5/20 | 56mm 2.5kV 1000A W | 3,5,7,11 | 15MVA 3 | 11kV | 0.75kV
NISSIN-038 |  | Japan | 1989 | Tobu Daiwa Elect Steel Co. |  | TCT+FC | FRL | N/A | 22kV@50Hz | 0.75kV | 6 | 12/37 | 25 | 37 | 12/37 | 56mm 2.5kV 1000A W | 2,3,4 | 25MVA 3 | 22kV | 0.75kV
NISSIN-039 |  | Japan | 1990 | Sumitomo Metal Industries LTD. |  | TCT+FC | FRL | N/A | 33kV@60Hz | 0.75kV | 6 | -12/19 | 31 | 19 | -12/19 | 56mm 2.5kV 1000A W | 3 | 33MVA 3 | 33kV | 0.75kV
NISSIN-040 |  | Japan | 1990 | Kansai Elect. Power Co. | Hirakata S/S | TCT+FC | FRL | N/A | 77kV@60Hz | 6.9kV | 6 | -33/7 | 40 | 7 | -33/7 | 75mm 4kV 1500A W | 5 | 40MVA 3 | 77kV | 6.9kV
NISSIN-041 |  | Japan | 1990 | Nakayama Steel Co. |  | TCT+FC | FRL | N/A | 22kV@60Hz | 6.9kV | 6 | -0.2/34.8 | 35 | 34.8 | -0.2/34.8 | 60mm 4kV 1000A W | 2,6,3,5,7,11 | 35MVA 3 | 22kV | 6.9kV
NISSIN-042 |  | Japan | 1990 | Rinko Steel Works Co.LTD |  | TCT+FC | FRL | N/A | 22kV@60Hz | 1.3kV | 6 | 2/24 | 22 | 24 | 2/24 | 56mm 2.5kV 1000A W | 3 | 22MVA 3 | 22kV | 0.75kV
NISSIN-043 |  | Japan | 1990 | Tokai Passenger Railway Co. | Shiniwata S/S | TCT+FC | FRL | N/A | 30kV@60Hz | 9.5kV | 2 | -28/32 | 60 | 32 | -28/32 | 100mm 4kV 3000A W | 2,3 | 30MVA 1 | 30kV | 9.5kV
NISSIN-044 |  | Taiwan (China) | 1991 | Seyeh Sheng Huat Steel & Iron Works Co.,LTD |  | TCT+FC | FRL | N/A | 22.8kV@60Hz | 0.75kV | 6 | 2/39 | 37 | 39 | 2/39 | 56mm 2.5kV 1000A W | 2,3 | 25.9MVA 3 | 22.8kV | 0.75kV
NISSIN-045 |  | Japan | 1991 | Tokai Passenger Railway Co. | Iwabuchi S/S | TCR+FC | FRL | N/A | 154kV@60Hz | 13kV | 2 | -60/40 | 100 | 40 | -60/40 | 75mm 4kV 1500A W | 2,3 | 25,25,25,25MVA 1 | 154kV | 13kV
NISSIN-046 |  | Japan | 1991 | Kansai Elect. Power Co. | Matsuya S/S | TCT+FC | FRL | N/A | 77kV@60Hz | 5.2kV | 6 | -15/15 | 30 | 15 | -15/15 | 75mm 4kV 1500A W | 3,5 | 30MVA 3 | 77kV | 5.2kV
NISSIN-047 |  | Japan | 1992 | Aiba Steel Co. |  | TCT+FC | FRL | N/A | 22kV@50Hz | 6.6kV | 6 | -0.5/39.5 | 40 | 39.5 | -0.5/39.5 | 75mm 4kV 1500A W | 2,3,4 | 40MVA 3 | 22kV | 7.2kV
NISSIN-048 |  | Japan | 1992 | Yamato Industry Co. |  | TCT+FC | FRL | N/A | 22kV@60Hz | 2kV | 6 | 0/32 | 32 | 32 | 0/32 | 55mm 4kV 800A A | 2,3 | 32MVA 3 | 22kV | 1.155kV
NISSIN-049 |  | Japan | 1992 | Tokai Passenger Railway Co. | Shin-Osaka S/S | TCT+FC | FRL | N/A | 30kV@60Hz | 9.5kV | 2 | 0/30 | 30 | 30 | 0/30 | 100mm 4kV 3000A W | 2,3 | 30MVA 1 | 30kV | 9.5kV
NISSIN-050 |  | Japan | 1992 | Tokai Passenger Railway Co. | Higashiyama SP | TCT+FC | VC | N/A | 30kV@60Hz | 10.3kV | 2 | 0/35 | 35 | 35 | 0/35 | 100mm 4kV 3000A W | 2,3 | 35MVA 1 | 30kV | 10.3kV
NISSIN-051 |  | Japan | 1992 | Tokai Passenger Railway Co. | Gokasho SP | TCT+FC | VC | N/A | 30kV@60Hz | 10.3kV | 2 | 0/35 | 35 | 35 | 0/35 | 100mm 4kV 3000A W | 2,3 | 35MVA 1 | 30kV | 10.3kV
NISSIN-052 |  | Japan | 1992 | Tokai Passenger Railway Co. | Hagima S/S | TCT+FC | FRL | N/A | 30kV@60Hz | 10.3kV | 2 | 0/35 | 35 | 35 | 0/35 | 100mm 4kV 3000A W | 2,3 | 35MVA 1 | 30kV | 10.3kV
NISSIN-053 |  | Japan | 1992 | Tokai Passenger Railway Co. | Shin-Biwajima SP | TCT+FC | VC | N/A | 30kV@60Hz | 5.7kV | 2 | 0/20 | 20 | 20 | 0/20 | 100mm 4kV 3000A W | 2,3 | 20MVA 1 | 30kV | 5.7kV
NISSIN-054 |  | Japan | 1992 | Tokai Passenger Railway Co. | Shin-Takatuka SP | TCT+FC | VC | N/A | 30kV@60Hz | 7.5kV | 2 | 0/25 | 25 | 25 | 0/25 | 100mm 4kV 3000A W | 2,3 | 25MVA 1 | 30kV | 7.5kV
NISSIN-055 |  | Japan | 1992 | Tokai Passenger Railway Co. | Numazu S/S | TCT+FC | FRL | N/A | 30kV@60Hz | 10.3kV | 2 | 0/35 | 35 | 35 | 0/35 | 100mm 4kV 3000A W | 2,3 | 35MVA 1 | 30kV | 10.3kV
NISSIN-056 |  | Japan | 1992 | Tokai Passenger Railway Co. | Kannami SP | TCT+FC | VC | N/A | 30kV@60Hz | 10.3kV | 2 | 23/60 | 37 | 60 | 23/60 | 100mm 4kV 3000A W | 2,3 | 35MVA 1 | 30kV | 10.3kV
NISSIN-057 |  | Japan | 1992 | Tokai Passenger Railway Co. | Atami S/S | TCT+FC | FRL | N/A | 30kV@60Hz | 10.3kV | 2 | 0/35 | 35 | 35 | 0/35 | 100mm 4kV 3000A W | 2,3 | 35MVA 1 | 30kV | 10.3kV
NISSIN-058 |  | Japan | 1992 | Tokai Passenger Railway Co. | Kamonomiya S/S | TCT+FC | FRL | N/A | 30kV@60Hz | 7.5,10.3kV | 2 | -25/60 | 85 | 60 | -25/60 | 100mm 4kV 3000A W | 2,3 | 25,35MVA 1 | 30kV | 1.5,10.3kV
NISSIN-059 |  | Korea | 1992 | Inchon Iron & Steel Co.,LTD |  | TCT+FC | FRL | N/A | 22kV@60Hz | 0.75kV | 6 | -30/44 | 74 | 44 | -30/44 | 56mm 2.5kV 1000A W | 2,3 | 37MVA 3 | 22kV | 0.75kV
NISSIN-060 |  | Japan | 1992 | Taiheiyo Steel Co.,LTD |  | TCT+FC | FRL | N/A | 22kV@50Hz | 0.75kV | 6 | 9.5/19.5 | 10 | 19.5 | 9.5/19.5 | 56mm 2.5kV 1000A W | 3,4 | 10MVA 3 | 22kV | 0.75kV
NISSIN-061 |  | Japan | 1992 | East Japan Passenger Railway Co. | Touge S/S | TCT+FC | FRL | N/A | 22kV@50Hz | 1.155kV | 2 | 0/8 | 8 | 8 | 0/8 | 100mm 4kV 3000A W | 3 | 4MVA 1 | 22kV | 1.155kV
NISSIN-062 |  | Japan | 1992 | East Japan Passenger Railway Co. | Nakagawa S/S | TCT+FC | FRL | N/A | 22kV@50Hz | 1.155kV | 2 | 0/8 | 8 | 8 | 0/8 | 100mm 4kV 3000A W | 3 | 4MVA 1 | 22kV | 1.155kV
NISSIN-063 |  | Japan | 1992 | National Insitute of Radiological Sciences |  | TCT+FC | VC | N/A | 6.6kV@50Hz | 0.75kV | 12 | 0/10 | 10 | 10 | 0/10 | 56mm 2.5kV 1000A W | 3,5,11,13 | 5MVA 3 | 6.6kV | 0.75kV
NISSIN-064 |  | Japan | 1993 | Kansai Steel Co. |  | TCT+FC | FRL | N/A | 20kV@60Hz | 1.3kV | 6 | -10.5/17.5 | 28 | 17.5 | -10.5/17.5 | 56mm 2.5kV 1000A W | 2,3 | 28MVA 3 | 20kV | 0.75kV
NISSIN-065 |  | Japan | 1993 | Tokai Passenger Railway Co. | Higashiyama SP | TCT+FC | VC | N/A | 30kV@60Hz | 15.7kV | 2 | 0/30 | 30 | 30 | 0/30 | 80mm 4kV 1500A W | 2,3 | 30MVA 1 | 30kV | 15.7kV
NISSIN-066 |  | Taiwan (China) | 1994 | LI Chong Steel & Iron Works Co.,LTD |  | TCT+FC | FRL | N/A | 22.8kV@50Hz | 0.75kV | 6 | -11.5/17.5 | 29 | 17.5 | -11.5/17.5 | 68mm 2.5kV 1500A W | 2 | 29MVA 3 | 22.8kV | 0.75kV
NISSIN-067 |  | Korea | 1994 | Inchon Iron & Steel Co.,LTD |  | TCT+FC | FRL | N/A | 22kV@60Hz | 0.75kV | 6 | 22/34 | 12 | 34 | 22/34 | 56mm 2.5kV 1500A W | 3 | 12MVA 3 | 22kV | 0.75kV
NISSIN-068 |  | Japan | 1995 | Toa Steel Co.,LTD |  | TCT+FC | FRL | N/A | 33kV@50Hz | 10.16kV | 6 |  | 50 |  |  | 60mm 4kV 1000A W |  | 50MVA 3 | 33kV | 10.16kV
NISSIN-069 |  | Japan | 1995 | Asahi Industry Co. |  | TCT+FC | FRL | N/A | 22kV@50Hz | 1.4kV | 6 | 0/15 | 15 | 15 | 0/15 | 100mm 4kV 3000A W | 3 | 15MVA 3 | 22kV | 1.4kV
NISSIN-070 |  | Japan | 1992 | Kansai Elect. Power Co. | Susami S/S | TSC | VC | N/A | 33kV@60Hz | 0.46kV | 6 | 0/5 |  | 5 | 0/5 | 55mm 2.5kV 1000A A |  | 5MVA 3 | 33kV | 0.38kV
NISSIN-071 |  | Japan | 1994 | Railway Technical Research Institute | Tsuru S/S | TCT+FC | FRL | N/A | 66kV@50Hz | 6.9kV | 6 | 8/50 | 42 | 50 | 8/50 | 75mm 4kv 1500A W | 5,7,10,23 | 42MVA 3 | 66kV | 6.9kV
NISSIN-072 |  | Japan | 1995 | Tokyo Steel Co. |  | STATCOM | FRL | N/A | 22kV@50Hz | 6.35kV~2 | 12 | -7/7 | 7 | 7 | -7/7 | GTO 4.5kV 4000A W | N/A | 3.5MVA~2 3 | 22kV | 1.56kV
NISSIN-073 |  | Japan | 1995 | Japan Atomic Energy Research Institute |  | TCT+FC | VC | N/A | 6.6kV@60Hz | 0.75kV | 6 | 1/7 | 6 | 7 | 1/7 | 68mm 2.5kV 1500A W | 5,7,11,13 | 6MVA 3 | 6.6kV | 0.75kV
NISSIN-074 |  | Japan | 1996 | Kansai Elect. Power Co. | Higashi-Osaka S/S | TCT | FRL | N/A | 154kV@60Hz | 5.0kV | 6 | 0/60 | 60 |  | 0/60 | 8kV 3500A W |  | 60MVA 3 | 154kV | 5.0kV
NISSIN-075 |  | Japan | 1996 | Hitachi Metals Co. |  | TCT+FC | FRL | N/A | 22kV@60Hz | 0.75kV | 6 | 6/14 | 20 | 14 | 6/14 | 68mm 2.5kV 1500A W | 2 | 20MVA 3 | 22kV | 0.75kV
NISSIN-076 |  | Japan | 1996 | Tokai Passenger Railway Co. | Abekawa SP | TCT+FC | VC | N/A | 30kV@60Hz | 6.1kV | 2 | 0/10 | 10 | 10 | 0/10 | 4kV 1500A W | 2,3 | 10MVA 1 | 30kV | 6.1kV
NISSIN-077 |  | Japan | 1996 | Tokai Passenger Railway Co. | Tenryugawa SP | TCT+FC | VC | N/A | 30kV@60Hz | 6.1kV | 2 | 0/10 | 10 | 10 | 0/10 | 4kV 1500A W | 2,3 | 10MVA 1 | 30kV | 6.1kV
NISSIN-078 |  | Japan | 1996 | Tokai Passenger Railway Co. | Nishikozakai SP | TCT+FC | VC | N/A | 30kV@60Hz | 6.1kV | 2 | 0/10 | 10 | 10 | 0/10 | 4kV 1500A W | 2,3 | 10MVA 1 | 30kV | 6.1kV
NISSIN-079 |  | Korea | 1997 | Inchon Iron & Steel Co.,LTD |  | TCT+FC | FRL | N/A | 33kV@60Hz | 0.75kV | 6 | 53/65 | 12 | 65 | 53/65 | 56mm 2.5kV 1000A W | 3,4,5,6,7 | 12MVA 3 | 33kV | 0.75kV
NISSIN-080 |  | India | 1999 | Tata Iron & Steel Co.,LTD |  | TCT+FC | FRL | N/A | 33kV@50Hz | 0.75kV | 6 | 0/17 | 17 | 17 | 0/17 | 68mm 2.5kV 1500A W | 3HP,5HP,7HP | 17MVA 3 | 33kV | 0.75kV
NOKIAN-001 | Nokia01 | Canada | 1978 | Hydro-Quebec | Laurentides | TCR+FC | VC+DS | (Local&Remote) | 735kV@60Hz | 39.0kV | 6 | 450 | 100 | 350 | 450 | 55mm, 3.2kV, 680A, W | Double Tuned 5H,7H | 3x150MVA ONAF, 1 | 735kV | 29.0kV | In consortium with BBC
NOKIAN-002 | Nokia-01/D | Finland | 1977 | OVAKO Oy | Imatra Steel Factory | TCR+FC | FRL+UL (Arc Furn) | (Local) | N/A | 10.5kV | 6 | 30 | 0 | 36 | 30 | 50mm, 2.2kV, 1200A; O | 3H,5H,7H,BB | N/A | N/A | N/A
NOKIAN-003 | Nokia02 | Zambia | 1980 | Zesco | Luano | TCR+MSC | VC | (Local&Remote) | 330kV@50Hz | 11.0kV | 6 | 103.4 | 47.8 | 55.6 | 47.8(Fast ) 103.4(Slow) | 50mm, 2.2kV, 1200A, O | 6H | 2x145/120/40MVA, 3 | 330kV | 220kV(Tert 11kV)
NOKIAN-004 | Nokia-02/D | Finland | 1978 | Suomen Puhallin Tehdas Oy Kihnion Tehdas | Kihnion Tehdas | TSC | FRL | (Local) | N/A | 0.4kV | 6 | 0.375 | 0 | 0.375 | 0.375 | N/A | N/A | N/A | N/A | N/A
NOKIAN-005 | Nokia03 | Zimbabwe | 1984 | Zesa | Sherwood | TCR+FC+MSC+MSR | VC | (Local&Remote) | 330kV@50Hz | 11.0kV | 6 | 192 | 97.8 | 94.2 | 127(Fast) 192(Slow) | 100mm, 4.4kV, 3000A, W | 2*5H,7H | 5x90/90/30MVA, 3 | 330kV | 88kV(Tert 11kV)
NOKIAN-006 | Nokia-03/D | Finland | 1979 | Etela Karjalan Sahko Oy | N/A | TSC | FRL | (Local) | N/A | 0.4kV | 6 | 0.1 | 0 | 0.1 | 0.1 | N/A | N/A | N/A | N/A | N/A
NOKIAN-007 | Nokia-04/D | Soviet Union | 1982 | v/o Energomachexport | Togliatti | TCR+FC | FRL+UL | (Local) | N/A | 10.0kV | 6 | 10 | 0 | 10 | 10 | 75mm, 3.5kV, 1200A, W | 5H,7H,BB | N/A | N/A | N/A
NOKIAN-008 | Nokia-05/D | Finland | 1982 | Suomen Puhallin Tehdas Oy Kihnion Tehdas | Kihnion Tehdas | TSC | FRL | (Local) | N/A | 0.4kV | 6 | 0.45 | 0 | 0.45 | 0.45 | N/A | N/A | N/A | N/A | N/A
NOKIAN-009 | Nokia-06/D | Soviet Union | 1983 | v/o Energomachexport | N/A | TCR+FC | FRL+UL | (Local) | N/A | 10.0kV | 6 | 10 | 0 | 10 | 10 | 75mm, 3.5kV, 1200A, W | 5H,7H,BB | N/A | N/A | N/A
NOKIAN-010 | Nokia-07/D | Turkey | 1985 | N/A | Iskenderum Iron and Steel Works | TCR+FC | FRL (Roll Mill) | (Local) | N/A | 6.0kV | 6 | 6.05 | 0 | 6.05 | 6.05 | 50mm, 2.2kV, 1200A, O | 5H,7H | N/A | N/A | N/A
NOKIAN-011 | Nokia-08/D | Turkey | 1985 | N/A | Iskenderum Iron and Steel Works | TCR+FC | FRL (Roll Mill) | (Local) | N/A | 6.0kV | 6 | 6.05 | 0 | 6.05 | 6.05 | 50mm, 2.2kV, 1200A, O | 5H,7H | N/A | N/A | N/A
NOKIAN-012 | Nokia-09/D | Czechoslovakia | 1988 | Power Engineering Industries | ZTS Martin | TCR+FC | FRL+UL (Arc Furn) | (Local) | 22kV@50Hz | 2.5kV | 6 | 9 | 0 | 9 | 9 | 75mm, 4.2kV, 1250A, W | 3H,5H,7H | 5MVA; 3 | 22kV | 2.5kV
NOKIAN-013 | Nokia-10/D | Soviet Union | 1989 | Italimpianti | Voljskyd Seamless Pipe Works | TCR+FC | FRL+UL (Arc Furn) | (Local&Remote) | N/A | 33.0kV | 6 | 160 | 0 | 160 | 160 | 75mm, 4.2kV, 1250A, W | 2H,3H,4H,5H | N/A | N/A | N/A
NOKIAN-014 | Nokia-11/D | Soviet Union | 1990 | Voest Alpine | Pluscord | TCR+FC | FRL+UL (Arc Furn) | (Local) | N/A | 33.0kV | 6 | 109 | 0 | 109 | 109 | 75mm, 4.2kV, 1250A, W | 2H,3H,4H,5H | N/A | N/A | N/A
NOKIAN-015 |  | Taiwan | 1994 | Tang-Eng Iron Works Co Ltd. | Stainless steel plant | TCR+FC | FRL+UL (EAF) | (Local) | N/A | 22kV | 6 | 32 | 0 | 32 | 32 | 50mm, 4,6kV, 860A, W | 2H, 3H | N/A | N/A | N/A
NOKIAN-016 |  | Poland | 1995 | Mannesmann Demag | Elstal Labedy, Gliwice, Poland | TCR+FC | FRL+UL (EAF) | (Local) | N/A | 30kV | 6 | 50 | 5 | 45 | 50 |  | 2H, 3H | N/A | N/A | N/A
NOKIAN-017 |  | Sweden | 1996 | Avesta Sheffield AB | Avesta Stainless Steel, Avesta | TCR+FC | FRL+UL (EAF) | (Local) | N/A | 33kV | 6 | 148 | 0 | 148 | 148 | 75mm, 4,6kV, 2073A, W | 2H, 3H, 4H, 5H, 7H, 11H | N/A | N/A | N/A
NOKIAN-018 |  | China | 1996 | Baoshan Iron Steel Corporation | Nº 2 Steel making plant | TCR+FC | FRL+UL (EAF) | (Local) | N/A | 33kV | 6 | 80 | 0 | 80 | 80 | 75mm, 4,6kV, 2073A, W | 2H, 3H, 4H, 5H, 7BB | N/A | N/A | N/A
NOKIAN-019 |  | Finland | 1996 | Rautaruukki | Hämenlinna | TCR+FC | FRL (Roll Mill) | (Local) | N/A | 10kV | 6 | 30 | 0 | 30 | 30 | 75mm, 4,6kV, 2073A, W | 5H, 7H, 11H, 13H | N/A | N/A | N/A
NOKIAN-020 |  | Finland | 1996 | Imatra Steel | Imatra | TCR+FC | FRL+UL (EAF) | (Local) | N/A | 21kV | 6 | 70 | 0 | 70 | 70 | 75mm, 4,6kV, 2073A, W | 2H, 3H, 4H, 5H, 7H | N/A | N/A | N/A
NOKIAN-021 |  | Guatemala | 1997 | Siderurgica de Guatemala | Escuita Energy Center | TCR+FC | FRL+UL (EAF) | (Local) | N/A | 22,8kV | 6 | 25 | 0 | 25 | 25 |  | 2H, 3H | N/A | N/A | N/A
NOKIAN-022 |  | Finland | 1997 | Outokumpu Polarit Oy | Tornion tehdas | TCR+FC | FRL+UL (EAF) | (Local) | N/A | 20kV | 6 | 130 | 0 | 130 | 130 | 100mm, 4,6kV, 3000A, W | 2H, 3H, 4H, 5H | N/A | N/A | N/A
NOKIAN-023 |  | Poland | 1997 | Huta Batory S.A. | Chorzow, Poland | TCR+FC | FRL+UL (EAF) | (Local) | N/A | 20kV | 6 | 25 | 0 | 25 | 25 |  | 2H, 3H | N/A | N/A | N/A
NOKIAN-024 |  | Egypt | 2000-04-19 | Arco Steel, Sadat City | Arco Steel, Sadat City | TCR+FC | FRL+UL (EAF) | (Local) | N/A | 22kV | 6 | 28 | 0 | 28 | 28 |  | 2H, 3H | N/A | N/A | N/A
NOKIAN-025 |  | Finland | 2000 | Outokumpu Polarit Oy | Tornion tehdas | TCR+FC | FRL (Roll Mill) | (Local) | N/A | 21kV | 6 | 70 | 0 | 70 | 70 | 100mm, 5,2kV, 3000A, W | 5H, 7H | N/A | N/A | N/A
NOKIAN-026 |  | Spain | 2000 | Siderurgica de Mediterraneo S.A. | Sagunto - Puerta | TCR+FC | FRL (Roll Mill) | (Local) | N/A | 20kV | 6 | 65 | 0 | 65 | 65 | 75mm, 5,2kV, 1750A, W | 5H, 7H, 11H, 13H | N/A | N/A | N/A
NOKIAN-027 |  | Finland | 2000 | Finish Railway Administration | Nevansaari | TSC | FRL | (Local) | 27,5kV@50Hz | 3,4kV | 6 | 7,5 | 0 | 7.5 | 7,5 | 75mm, 4,6kV, 2073A, W | Detuned | 7,5MVA Single phase | 27,5kV 50 Hz | 3,4kV
NOKIAN-028 |  | Brazil | 2001 | Furnas Centrais Elétricas SA | El Campos | TCR+FC+MSC+MSR | VC+DS | Remote+Local | 345kV@60Hz | 15kV | 6 | 160 | 60 +220MSR | 100+283MSC | 160 (Fast); 663 (Slow) | 100mm, 4.4kV, 3000A, W | 5H, 7H, 11H, 13H | 3*33MVA | 345kV | 15kV
NOKIAN-029 |  | Ukraine | 2001 | Metalen Ltd | Yanakievo Metalurgical Plant | TCR+FC | FRL+UL (LF) | (Local) | N/A | 6,3kV | 6 | 2*6,3 | 0 | 12+2*4,52 | 2*6,3 | 50mm, 6,5kV, 640A, W | 3H, 5H | N/A | N/A | N/A
NOKIAN-030 |  | Finland | 2003 | Rautaruukki Oy | Raahen tehdas | TCR+FC | FRL + VC (Roll Mill) | (Local) | N/A | 10,5 kV | 6 | 72 | 0 | 72 | 72 | 100mm, 5,2kV, 3770A, W | 2H, 3H, 5H, 7H, 11H | N/A | N/A | N/A
NOKIAN-031 |  | Morocco | 2005 | Sonasid | El Jadida | TCR+FC | EAF | N/A | N/A | 33 | 6 | 130 |  | 130 | 130 | mm; 5.2 kV; 2162 A; W | 2H. 3H. 4H | N/A | N/A | N/A
NOKIAN-032 |  | Myanmar | 2004 | YWAMA | Yangon | TCR+FC | EAF | N/A | N/A | 11 | 6 | 15 |  | 15 | 15 | mm; 6.5 kV; 500 A; W | 2H. 3H. 4H | N/A | N/A | N/A
NOKIAN-033 |  | USA | 2005 | Tri-State Generation & Transmission | Clapham | TCR+FC | VC+DS+UL | Remote & Local | 115 |  | 6 | 50 | 25 | 25 | 50 | mm; 5.2 kV; 2960 A; W | 3H, 5H, 11H | N/A | N/A | N/A
NOKIAN-034 |  | Saudi Arabia | 2005 | Rajhi Steel | Jedda | TCR+FC | EAF | N/A | N/A | 30 | 6 | 130 |  | 130 | 130 | mm; 5.2 kV; 1975 A; W | 2H, 3H, 4H, 5H | N/A | N/A | N/A
NOKIAN-035 |  | Qatar | 2005 | Qasco | Mesaised Industrial City | TCR+FC | EAF | N/A | N/A | 33 | 6 | 100 |  | 100 | 100 | mm; 5.2 kV; 2162 A; W | 2H, 3H, 4H | N/A | N/A | N/A
NOKIAN-036 |  | Russia | 2005 | Alchevsk Iron & Steel Works | Alchevsk | TCR+FC | EAF | N/A | N/A | 35 | 6 | 32 |  | 32 | 32 | mm; 6.5 kV; 760 A; W | 3H, 5H | N/A | N/A | N/A
NOKIAN-037 |  | USA | 2006 | Niagara Mohawk | Lake Colby | TCR+FC | VC | Remote & Local | 115 | 15 | 6 | 85 | 15 | 75 | 85 | mm; 5.2 kV; 3600 A; W | 5H, 7H, 11H | 90 MVA 3-phase | 115 | 15
NOKIAN-038 |  | USA | 2006 | Niagara Mohawk | Tupper Lake | TCR+FC | VC | Remote & Local | 46 | 7 | 6 | 25 | 5 | 20 | 25 | mm; 5.2 kV; 2960 A; W | 5H, 7H, 11H | 25 MVA 3-phase | 46 | 7
NOKIAN-039 |  | Russia | 2006 | OMK Steel | Vyska | TCR+FC | EAF | (Local) | N/A | 35 | 6 | 150 |  | 150 | 150 | mm; 5.2 kV; 2960 A; W | 2H, 3H, 4H | N/A | N/A | N/A
NOKIAN-040 |  | Australia | 2006 | Black Swan Nickel Pty Ltd | Kalgoorie | STATCOM | VC | (Local) | 6.6 | 2 | N/A | 4 | 1 | 3 | 4 | N/A | N/A | 3,15 MVA 3-phase | 6.6 | 2
NOKIAN-041 |  | Ukraine | 2006 | Azov Steel | Mariupol | TCR+FC | EAF | (Local) | N/A | 35 | 6 | 32 | 4 | 28 | 32 | mm; 6.5 kV; 760 A; W | 3H, 5H | N/A | N/A | N/A
NOKIAN-042 |  | Ukraine | 2006 | Azov Steel | Mariupol | TCR+FC | EAF | (Local) | N/A | 35 | 6 | 32 | 4 | 28 | 32 | mm; 6.5 kV; 760 A; W | 3H, 5H | N/A | N/A | N/A
NOKIAN-043 |  | Turkey | 2007 | Iskenderum Iron and Steel Works | Isdemir | TCR+FC | EAF | (Local) | N/A | 35 | 6 | 55 |  | 55 | 55 | mm; 6.5 kV; 720 A; W | 2H, 3H, 4H | N/A | N/A | N/A
NOKIAN-044 |  | Ukraine | 2007 | JSC "STRUM" | Novokramatorsk | TCR + FC | EAF | (Local) | N/A | 35 | 6 | 32 | 0 | 32 | 32 | mm; 6.5 kV; 760 A; W | 3H, 5H | N/A | N/A | N/A
NOKIAN-045 |  | New Zealand | 2008 | Transpower | Albany | TCR+TSC+FC | VC | (Local) | 220 | 20 | 6 | 200 | 100 | 100 | 200 | TCR; 5.2 kV; 3875 A; W TSC; 5.2 kV; 2720 A; W | 3H, 5H, 7H | 4*33 MVA 1-phase | 220 | 20
NOKIAN-046 |  | Russia | 2007 | SMS Demag | Seversky | TCR+FC | EAF | (Local) | N/A | 35 | 6 | 150 | 0 | 150 | 150 | mm; 5.2 kV; 2760 A; W | 2H, 3H, 4H | N/A | N/A | N/A
NOKIAN-047 |  | Romania | 2008 | S.C. TMK-Resita S.A. | Resita | TCR+FC | EAF | (Local) | N/A | 30 | 6 | 100 | 0 | 100 | 100 |  | 2H, 3H, 4H | N/A | N/A | N/A
SIEMENS-001 |  | Switzerland | 1972 | CERN European Org. of Nuclear Research | CERN Geneva | N/A | FRL | N/A | 6kV@50Hz | 1.0kV | N/A | N/A | N/A | 3.2 (Filters) | N/A | N/A | N/A | 3.2MVAR | 6kV | 1kV
SIEMENS-002 |  | F.R. Germany | 1975 | Hamburger Stahlwerke | Hamburger Stahlwerke, Hamburg | N/A | UL+VC+SS | N/A | 30kV@50Hz | 1.0kV | N/A | N/A | 3X20 | 35.1 (Filters) | -60/0 | N/A | N/A | 3X20MVAR | 30kV | 1kV
SIEMENS-003 |  | Indonesia | 1976 | P.T. Krakatau Steel | Kota Baja | TCT | UL+VC+SS | (Local) | 30kV@50Hz | 1.0kV | 6 | 259 | 2X50 | 159 (Filters) | +59/+159 | 1510a; W | 3H,3@5H,3@7H | 2x50MVA | 30kV | 2x920V
SIEMENS-004 |  | Yogoslivia | 1976 | Metalurski Kombinat Smederevo | Smederevo | TCT | VC+SS | (Local) | 35kV@50Hz | 1.0kV | 6 | 72 | 2X20 | 32 (Filters) | -8/+32 | 2x20MVA; Forced Air | 2@5H,2@7H | 2x20MVA | 35kV | 1kV
SIEMENS-005 |  | Soviet Union | 1978 | Metallurgimport Moscow for Novolipetzk | Novolipetzk, Tandem Mill | TCT | FRL | (Local) | 10kV@50Hz | 1.0kV | 12 | 32.2 | 2X6.1 | 20 (Filters) | +7.8/+20 | N/A: Forced Air | N/A | 2X6.1 MVAR | 10kV | 1kV
SIEMENS-006 |  | Trinidad | 1979 | Iron & Steel Company of Trinidad and Tobago | ISCOTT | TCR | UL+VC+SS | (Local) | 33kV@50Hz | 33.0kV | 6 | 266 | 2X65 | 136 (Filters) | +6/+136 | 660a; W | 2@2, 3H,4H,2@5,2@7 | N/A | N/A | N/A
SIEMENS-007 |  | Trinidad | 1979 | Iron & Steel Company of Trinidad and Tobago | N/A | Static Watt Control | FC | (Local) | 33kV@50Hz | 1.0kV | 6 | N/A | 10X3 | N/A | -30/0 | 10x3MW; A | N/A | 30MVA | 33kV | 1kV
SIEMENS-008 |  | Saudi Arabia | 1982 | Voest Alpine for Saudi Iron & Steel Co. | HADEED Al Jubail | TCR | VC+SS+FRL+PC | (Local) | 34.5kV@60Hz | 34.5kV | 6 | 260 | 140 | 120 (Filters) | -20/+120 | 1350a; W | 3H,4H,5H,2@7H,9H | N/A | N/A | N/A
SIEMENS-009 |  | Indonesia | 1983 | P.T. Krakatau Steel | KotaBaja Mainstation SMS | TCR | VC | (Local) | 30kV@ 50Hz | 30.0kV | 6 | 410 | 2X130 | 150 (Filters) | -110/+150 | 1144a; W | 2H,3H,4H,5H | N/A | N/A | N/A
SIEMENS-010 |  | Libya | 1983 | ELPCO | Zemzem | TCR+FC | VC | (Local) | 230kV@50Hz | 13.5kV | 12 | 150 | 2X50 | 2X25(FC) | -100/+50 | 2000A; W | N/A | 2x50MVA | 230kV | 13.5kV
SIEMENS-011 |  | Turkey | 1984 | Doktas Orhangazi / Bursa | Doktas | TCT | VC+SS+FRL | (Local) | 34.5kV@50Hz | 1.0kV | 6 | 28.8 | 15 | 13.8 (Filters) | -1.2/+13.8 | N/A; A | 3H,5H,7H | 12/15MVA | 34.5kV | 1.56kV
SIEMENS-012 |  | Turkey | 1984 | ETIBANK FeCr Works, Antalya | Antalya | TCT | SS+FRL | (Local) | 15.3kV@ Hz | 0.9kV | 6 | 12.5 | 7.5 | 5 (Filter) | -2.5/+5 | N/A; A | 5H | 7.5MVA | 15.3kV | 2kV
SIEMENS-013 |  | Germany (West) | 1985 | BADISCHE STAHLWERKE AG | BSK | TCR | SS+FRL+PC | (Local) | 21kV@50Hz | 21.0kV | 6 | 173 | 80 | 93 (Filters) | +13/+93 | 1430a; W | 3H,4H,5H,7H | N/A | N/A | N/A
SIEMENS-014 |  | Turkey | 1985 | KARABUK DEMIR CELIK | Karabuk | TCT | SS+FRL | (Local) | 10.5kV@50Hz | 0.9kV | 6 | 26 | 13 | 13 (Filters) | 0/+13 | N/A; A | 5H,7H,11H | 13MVAR | 10.5kV | 1.56kV
SIEMENS-015 |  | Brazil | 1986 | CHESF | Fortaleza | TCR+FC | VC+FRL | (Local) | 230kV@60Hz | 26.0kV | 12 | 340 | 2x170 | 2x100(FC) | -140/+200 | 2200A; W | N/A | 200MVA | 230kV | 26kV
SIEMENS-016 |  | Libya | 1986 | EBISCO | Misurata TS-6 | TCR | VC+SS+FRL | (Local) | 30kV@50Hz | 30.0kV | 6 | 450 | 2X120 | 210 (Filters) | -30/+210 | N/A; W | 2H,3H,5H,7H | N/A | N/A | N/A
SIEMENS-017 |  | Germany (West) | 1986 | BERLINER STAHLWERKE KG | BSB | TCR | VC | (Local) | 30kV@50Hz | 30.0kV | 6 | 85 | 50 | 35 (Filters) | -15/+35 | 555a; w | 3H,5H | N/A | N/A | N/A
SIEMENS-018 |  | Libya | 1987 | EDISCO, Misurata, Lybien | Misurata TS-10 | TCR | VC+FRL | (Local) | 30kV@ 50Hz | 30.0kV | 6 | 101 | 45 | 56 (Filters) | +11/+56 | 500a; W | 5H,7H,11H,13H,17H | N/A | N/A | N/A
SIEMENS-019 |  | Soviet Union | 1987 | OEMK Starij Oskol | OEMK | TCT | VC+SS+PC | (Local) | 10kV@50Hz | 1.0kV | 6 | 52 | 10 | 42 (Filters) | +32/+42 | N/A; Forced Air | 5H,7H,11H,13H | 10MVAR | 10 kV | 1kV
SIEMENS-020 |  | Turkey | 1987 | NKK for IZMIR DEMIR CELIK | Izmir Demir Celik | TCR | SS+FRL | (Local) | 34.5kV@50Hz | 35.5kV | 6 | 166 | 83 | 83 (Filters) | 0/+83 | N/A; W | 2H,3H,4H,5H,6H | N/A | N/A | N/A
SIEMENS-021 |  | Luxembourg | 1987 | ARBED ESCH - Belval | Belval | TCR | VC+FRL | (Local) | 5kV@50Hz | 5.0kV | 6 | 50 | 25 | 25 (FC) | 0/+25 | 1667a; W | 3H,5H,7H,11H,13H | N/A | N/A | N/A
SIEMENS-022 |  | Brazil | 1988 | CHESF | Milagres | TCR+FC | VC | (Local) | 230kV@60Hz | 12.5kV | 12 | 170 | 2x85 | 2x50 (Filter) | -70/+100 | 2500A; W | 5H | 100MVA | 230kV | 12.5kV
SIEMENS-023 |  | Canada | 1988 | NSPC-Novia Scotia Power Corporation | Brushy Hill SVC | TCR+TSC | VC+FRL+PC | (Local&Remote) | 138kV@60Hz | 7.75kV | 6 | 140 | 40 | 88(2TSCs)+16 (FC) | -20/+120 | 100mm,5.2kV,4000A;W | 5H,7H | 120MVA | 138kV | 7.75kV
SIEMENS-024 |  | USA | 1988 | NUCOR-YAMATO STEEL | Nucor-Yamato, Blytheville | TCR | FRL | (Local) | 34.5kV@50Hz | 34.5kV | 6 | 83 | 40 | 43 (FC) | +3/+43 | 386a; W | 3H,5H,7H | N/A | N/A | N/A
SIEMENS-025 |  | USA | 1988 | NUCOR-YAMATO STEEL | Nucor-Yamato, Blytheville | TCR | VC+FRL | (Local) | 34.5kV@50Hz | 34.5kV | 6 | 287 | 140 | 147 (FC) | +7/+147 | 1353a; W | 2H,3H,4H,5H | N/A | N/A | N/A
SIEMENS-026 |  | China | 1988 | ANSHAN IRON & STEEL | Anshan | TCT | SS+FRL | (Local) | 10.5kV@50Hz | 0.9kV | 6 | 29 | 14 | 15 (FC) | +1/+15 | 1730a; Forced Air | 5H,7H,11H | 14MVA | 10.5kV | 1.56kV
SIEMENS-027 |  | Belgium | 1988 | ALZ | Compensation Iron Works | TCR | VC+SS | (Local) | 30kV@50Hz | 30.0kV | 6 | 236 | 140 | 96 (FC) | -44/+96 | 1580a; W | 3H,4H,5H,6H,7H | N/A | N/A | N/A
SIEMENS-028 |  | Brazil | 1989 | CHESF | Banabuiu | TCR+FC | VC | (Local) | 230kV@60Hz | 12.5kV | 12 | 170 | 2x85 | 2x50 (Filter) | -70/+100 | 2500A; W | 5H | 100MVA | 230kV | 12.5kV
SIEMENS-029 |  | Brazil | 1989 | CHESF | Campina Grande (Rio Largo) | TCR+FC | VC | (Local) | 230kV@60Hz | 26.0kV | 12 | 200 | 2x100 | 2x100 (Filter) | 0/+200 | 2000A; W | 5H | 200MVA | 230kV | 26kV
SIEMENS-030 |  | China | 1989 | BAO STEEL, Shanghai | Baoshan | TCR | SS+FRL+PC | (Local) | 35kV@50Hz | 35.0kV | 6 | 95 | 60 | 35 (Filters) | -25/+35 | 370a; W | 5H,7H,11H,13H | N/A | N/A | N/A
SIEMENS-031 |  | China | 1989 | BAO STEEL, Shanghai | Baoshan | TCT | SS+FRL+PC | (Local) | 35kV@50Hz | 0.9kV | 6 | 47 | 20 | 27 (Filters) | +7/+27 | 4x1850a; A | 3H, 2@5H,7H,11H | 20MVAR | 35kV | 1.56kV
SIEMENS-032 |  | Germany (West) | 1989 | DBE | Konrad 1 | TCT | SS+FRL+PC | (Local) | 6kV@50Hz | 0.9kV | 12 | 12.8 | 6.5 | 6.3 (FC) | -.2/+6.3 | 2x1200a; Forced Air | 5H,7H,11H,13H | 2x3.25MVA | 6kV | 1.56kV
SIEMENS-033 |  | Germany (West) | 1989 | DBE | Konrad 2 | TCT | SS+FRL+PC | (Local) | 6kV@50Hz | 0.9kV | 12 | 12.8 | 6.5 | 6.3 (FC) | -.2/+6.3 | 2x1200a; Forced Air | 5H,7H,11H,13H | 2x3.25MVA | 6kV | 1.56kV
SIEMENS-034 |  | Australia | 1989 | ECNSW - Australia | KEMPS CREEK I | TSR+2xTSC | VC+PC | (Local&Remote) | 330kV@50Hz | 16.0kV | 6 | 250 | 100 | 50(TSC),100(TSC) | -100/+150 | 100mm,5.2kV,4000A;W | N/A | 150MVA | 330kV | 16kV | 50 MVar step control
SIEMENS-035 |  | Australia | 1989 | ECNSW - Australia | KEMPS CREEK II | TSR+2xTSC | VC+PC | (Local&Remote) | 330kV@50Hz | 16.0kV | 6 | 250 | 100 | 50(TSC),100(TSC) | -100/+150 | 100mm,5.2kV,4000A;W | N/A | 150MVA | 330kV | 16kV | 50 MVar step control
SIEMENS-036 |  | Luxembourg | 1990 | Arbed Differdingen | Differdingen | TCR+FC | VC+FRL | (Local) | 10kV@50Hz | 10kV | 6 | 60 | 32 | 28 | -4/+28 | N/A;W | N/A | N/A | N/A | N/A
SIEMENS-037 |  | France | 1990 | Edelstahlwerke Buderus | Buderus | TCR+FC | VC+FRL | (Local) | 20kV@50Hz | 20kV | 6 | 98 | 65 | 33 | -32/+33 | N/A;W | N/A | N/A | N/A | N/A
SIEMENS-038 |  | Great Britain
SIEMENS-039 |  | Great Britain
SIEMENS-040 |  | Great Britain | 1991 | CEGB, U.K. | Pelham | TCR+TSC+FC | VC | (Local&Remote) | 400kV@50Hz | 14kV | 6 | 225 | 120 | 105(TSC),45(FC) | -75/+150 | 100mm,5.2kV,4000A;W | 5H | 150MVA | 400kV | 14kV
SIEMENS-041 |  | Great Britain | 1991 | CEGB, U.K. | Pelham | TCR+TSC+FC | VC | (Local&Remote) | 400kV@50Hz | 14kV | 6 | 225 | 120 | 105(TSC),45(FC) | -75/+150 | 100mm,5.2kV,4000A;W | 5H | 150MVA | 400kV | 14kV
SIEMENS-042 |  | USA | 1992 | SPS, Amarillo Texas, USA | Eddy County | TCR+TSC+FC | VC+SS | (Local&Remote) | 230kV@60Hz | 8.5kV | 6 | 150 | 80 | 70(TSC) ,30(FC) | -50/+100 | 100mm,5.2kV,4000A;W | 5,7,11HP | 100MVA | 230kV | 8.5kV
SIEMENS-043 |  | Saudi Arabia | 1992 | Voest Alpine for Saudi Iron & Steel Co. | HADEED Al Jubail | TCR | VC+FRL | N/A | 34.5kV | 34.5kV | 6 | 270 | 160 | 110 (Filters) | -50/+110 | N/A; W | 2, 3, 4, 5, 7, 9H | N/A | N/A | N/A
SIEMENS-044 |  | Indonesia | 1992 | P.T. Krakatau Steel | Kota Baja | TCR | VC+FRL | (Local) | 30kV@50 Hz | 30kV | 6 | 295 | 180 | 115 (Filters) | -65/+115 | N/A: W | 2, 3, 4, 5, 6, 7, 11H | N/A | N/A | N/A
SIEMENS-045 |  | Germany | 1992 | SAB for Groeditz | Stahlwerke | TCT | VC | (Local) | 15kV@50 Hz | 1kV | 6 | 24 | 12 | 12 (FC) | 0/+12 | N/A: Forced Air | 2, 5 H | 12MVAR | 15kV | 1kV
SIEMENS-046 |  | Great Britain | 1993 | NGC The National Grid Company PLC | Harker | TCR+TSC+FC | VC+PC | (Local&Remote) | 275kV@50Hz | 14kV | 6 | 225 | 120 | 105(TSC),45(FC) | -75/+150 | 100mm,5.2kV,4000A;W | (3, 5H), 7H | 150MVA | 275 kV | 14 kV
SIEMENS-047 |  | Great Britain | 1993 | NGC The National Grid Company PLC | Harker | TCR+TSC+FC | VC+PC | (Local&Remote) | 275kV@50Hz | 14kV | 6 | 225 | 120 | 105(TSC),45(FC) | -75/+150 | 100mm,5.2kV,4000A;W | (3, 5H), 7H | 150MVA | 275 kV | 14 kV
SIEMENS-048 |  | China | 1993 | Yantai, China (Arc Furnaces) | Yantai | TCT | FRL | (Local) | 35kV | 1kV | 6 | 48 | 25 | 23 (Filters) | -2/+23 | N/A: Forced Air | N/A | 25MVAR | 35kV | 1kV
SIEMENS-049 |  | Germany | 1993 | Saarberg-werke | Saarberg-werke | TCR | VC | (Local) | 10kV@50 Hz | 10kV | 6 | 80 | 44 | 36(FC) | -8/+36 | N/A;W | N/A | N/A | N/A | N/A
SIEMENS-050 |  | Great Britain | 1994 | NGC The National Grid Company PLC | Drakelow | TCR+TSC+FC | VC | (Local&Remote) | 275kV@50Hz | 14kV | 6 | 225 | 120 | 105(TSC),45(FC) | -75/+150 | 100mm,5.2kV,4000A;W | (3, 5H), 7H | 150MVA | 275 kV | 14 kV
SIEMENS-051 |  | China | 1994 | Anshan Iron and Steel | Anshan Iron & Steel | TCT | VC | (Local) | 10kV | 1kV | 6 | 21 | 10 | 11(FC) | +1/+11 | N/A; Forced Air | N/A | 10MVAR | 10kV | 1kV
SIEMENS-052 |  | Great Britain | 1994 | NGC The National Grid Company PLC | Feckenham | TCR+TSC+FC | VC | (Local&Remote) | 275kV@50Hz | 14kV | 6 | 225 | 120 | 105(TSC),45(FC) | -75/+150 | 100mm,5.2kV,4000A;W | (3, 5H), 7H | 150MVA | 275 kV | 14 kV
SIEMENS-053 |  | Luxembourg | 1994 | Arbed Schifflingen | Arbed Schifflingen | TCR | VC+FRL | (Local) | 33kV@50Hz | 33kV | 6 | 340 | 190 | 150(FC) | -40/+150 | N/A;W | N/A | N/A | N/A | N/A
SIEMENS-054 |  | China | 1994 | China National Local Import & Export Corp | Jining | TCT | VC | (Local) | 6kV | 1kV | 6 | 20 | 10 | 10(FC) | 0/+10 | N/A; Forced Air | N/A | 10MVAR | 6kV | 1kV
SIEMENS-055 |  | Taiwan (China) | 1994 | Walsin Lihwa | Walsin Lihwa | TCR | VC+FRL | (Local) | 11kV | 11kV | 6 | 95 | 50 | 45(FC) | -5/+45 | N/A; W | N/A | N/A | N/A | N/A
SIEMENS-056 |  | Thailand | 1994 | Siam Yamato | Siam Yamato | TCT | VC | (Local) | 22kV | 1kV | 6 | 40 | 20 | 20(FC) | 0/+20 | N/A; Forced Air | N/A | 20MVAR | 22kV | 1kV
SIEMENS-057 |  | Germany | 1994 | Feralpi-Riesa | Feralpi-Riesa | TCR | VC+FRL | (Local) | 30kV@50Hz | 30kV | 6 | 135 | 80 | 55(FC) | -25/+55 | N/A; W | N/A | N/A | N/A | N/A
SIEMENS-058 |  | India | 1994 | ESSAR | ESSAR | TCR | VC+FRL | (Local) | 33kV | 33kV | 6 | 300 | 150 | 150(FC) | 0/+150 | N/A; W | N/A | N/A | N/A | N/A
SIEMENS-059 |  | India | 1994 | ESSAR | ESSAR | TCR | VC+FRL | (Local) | 33kV | 33kV | 6 | 300 | 150 | 150(FC) | 0/+150 | N/A; W | N/A | N/A | N/A | N/A
SIEMENS-060 |  | Turkey | 1994 | EGE-METAL | EGE-METAL | TCR | VC+FRL | (Local) | 34.5kV | 34.5kV | 6 | 250 | 125 | 125(FC) | 0/+125 | N/A;W | N/A | N/A | N/A | N/A
SIEMENS-061 |  | Indonesia | 1994 | PLN | Jember | TCR+FC | VC | (Local) | 150kV@50Hz | 7.5kV | 6 | 75 | 75 | 50(FC) | -25/+50 | 100mm,5.2kV,4000A;W | 5H | 50MVA | 150kV | 7.5kV
SIEMENS-062 |  | South Africa | 1994 | ESKOM | Impala | TCR+3FC | VC+VL | (Local&Remote) | 275kV@50Hz | 15kV | 6 | 300 | 2 x 150 | 100(FC) | -200/+100 | 100mm,5.2kV,4000A;W | 3, 5, 7H | 200MVA | 275kV | 15kV
SIEMENS-063 |  | South Africa | 1994 | ESKOM | Illovo | TCR+3FC | VC+VL | (Local&Remote) | 275kV@50Hz | 15kV | 6 | 300 | 2 x 150 | 100(FC) | -200/+100 | 100mm,5.2kV,4000A;W | 3, 5, 7H | 200MVA | 275kV | 15kV
SIEMENS-064 |  | China | 1994 | Maanshan Iron & Steel | Section Mill | TCT | VC | (Local) | 10kV | 1kV | 6 | 44 | 22 | 22(FC) | 0/+22 | N/A; Forced Air | N/A | 22MVAR | 10kV | 1kV
SIEMENS-065 |  | Belgium | 1994 | Thy Marcinelle | Arc Furnace | TCR | VC+FRL | (Local) | 30kV | 30kV | 6 | 250 | 130 | 120(FC) | -10/+120 | N/A; W | N/A | N/A | N/A | N/A
SIEMENS-066 |  | USA | 1994 | Gallatin Steel | Ft. Mitchell, Ky | TCR | VC+FRL | (Local) | 34.5kV | 34.5kV | 6 | 300 | 150 | 150(FC) | 0/+150 | N/A; W | N/A | N/A | N/A | N/A
SIEMENS-067 |  | USA | 1994 | Gallatin Steel | Ft. Mitchell, Ky | TCR | VC+FRL | (Local) | 34.5kV | 34.5kV | 6 | 130 | 65 | 65(FC) | 0/+65 | N/A; W | N/A | N/A | N/A | N/A
SIEMENS-068 |  | F. R. Germany | 1994 | Stahlwerk Thueringen | DC-Arc Furnace | TCR | VC+FRL | (Local) | 33kV | 33kV | 6 | 190 | 100 | 90(FC) | -10/+90 | N/A; W | N/A | N/A | N/A | N/A
SIEMENS-069 |  | South Africa | 1995 | ESKOM | Athene | TCR+3FC | VC+VL | (Local&Remote) | 400kV@50Hz | 15kV | 6 | 300 | 2 x 150 | 100(FC) | -200/+100 | 100mm,5.2kV,4000A;W | 3, 5, 7H | 200MVA | 400kV | 15kV
SIEMENS-070 |  | USA | 1995 | LADWP(Los Angeles Dept. of Water & Power) | Adelanto | TSC | VC+PC+DS | (Local&Remote) | 500kV@60Hz | 16kV | N/A | 388 | 0 | 3 for 388(TSC) | 0/388 | 100mm,5.2kV,4000A;W | N/A | 388MVA | 500kV | 16.8kV | 78 MVar step control
SIEMENS-071 |  | USA | 1995 | LADWP(Los Angeles Dept. of Water & Power) | Marketplace | TSC | VC+PC+DS | (Local&Remote) | 500kV@60Hz | 16kV | N/A | 388 | 0 | 3 for 388(TSC) | 0/388 | 100mm,5.2kV,4000A;W | N/A | 388MVA | 500kV | 16.8kV | 78 MVar step control
SIEMENS-072 |  | USA | 1996 | NUCOR | Berkeley | TCR | VC+FRL | (Local) | 34.5kV | 34.5kV | 6 | 360 | 180 | 180(FC) | 0/+180 | N/A;W | N/A | N/A | N/A | N/A
SIEMENS-073 |  | USA | 1996 | NUCOR | Berkeley | TCR | VC+FRL | (Local) | 34.5kV | 34.5kV | 6 | 80 | 80 | 80(FC) | 0/+80 | N/A;W | N/A | N/A | N/A | N/A
SIEMENS-074 |  | Germany | 1997 | EKO Stahl GmbH |  | TCR | VC+FRL | (Local) | 30kV | 30kV | 6 | 70 | 70 | 70(FC) | 0/+70 | N/A;W | N/A | N/A | N/A | N/A
SIEMENS-075 |  | Denmark | 1997 | Eltra | Rejsby Hede | STATCOM | VC+FRL | (Local&Remote) | 15KV@50Hz | 3KV | 12 | 16 | 8 | 8 | -8/+8 | 4,5KV;3000A;Forced Air | N/A | 8MVA | 15kV | 3KV
SIEMENS-076 |  | South Africa | 1997 | ESKOM | Muldersvlei | 2TCR+1TSC+3FC | VC+PC | (Local&Remote) | 400KV@50Hz | 13,5KV | 6 | 350 | 200 | 200 | -150/+200 | 100mm,5.2kV,4000A;W | 5,7H | 200MVA | 400KV | 13,5KV
SIEMENS-077 |  | China | 1998 | Bao Shan Steel Works | Cold Roll Mill | TCT | VC | (Local) | 10kV | 1kV | 6 | 16 | 12 | 14(FC) | +2/+14 | N/A; Forced Air | N/A | 12MVAR | 10kV | 1kV
SIEMENS-078 |  | India | 1998 | ESSAR | DC-Arc Furnace | TCR | VC+FRL | (Local) | 33kV | 33kV | 6 | 300 | 150 | 150(FC) | 0/+150 | N/A;W | N/A | N/A | N/A | N/A
SIEMENS-079 |  | India | 1998 | NDIL |  | TCR | VC+FRL | (Local) | 33kV | 33kV | 6 | 370 | 190 | 180(FC) | 0/+190 | N/A;W | N/A | N/A | N/A | N/A
SIEMENS-080 |  | India | 1998 | NDIL |  | TCR | VC+FRL | (Local) | 33kV | 33kV | 6 | 370 | 190 | 180(FC) | 0/+190 | N/A;W | N/A | N/A | N/A | N/A
SIEMENS-081 |  | Qatar | 1998 | Qatar Steel Company Ltd. |  | TCR | VC+FRL | (Local) | 33kV | 33kV | 6 | 220 | 110 | 110(FC) | 0/+110 | N/A;W | N/A | N/A | N/A | N/A
SIEMENS-082 |  | Saudi Arabia | 1998 | HADEED |  | TCR | VC+FRL | (Local) | 34.5kV | 34.5kV | 6 | 320 | 160 | 160(FC) | 0/+160 | N/A;W | N/A | N/A | N/A | N/A
SIEMENS-083 |  | USA | 1998 | AK-Steel |  | TCR | VC+FRL | (Local) | 34.5kV | 34.5kV | 6 | 120 | 60 | 60(FC) | 0/+60 | N/A;W | N/A | N/A | N/A | N/A
SIEMENS-084 |  | Indonesia | 1998 | PTKS |  | TCR | VC+FRL | (Local) | 30kV | 30kV | 6 | 100 | 50 | 50(FC) | 0/+50 | N/A;W | N/A | N/A | N/A | N/A
SIEMENS-085 |  | Denmark | 1998 | Danish Steel Works |  | TCR | VC+FRL | (Local) | 33kV | 33kV | 6 | 290 | 165 | 125(FC) | 0/+165 | N/A;W | N/A | N/A | N/A | N/A
SIEMENS-086 |  | Germany | 1998 | Preussag Stahl |  | TCR | VC+FRL | (Local) | 30kV | 30kV | 6 | 110 | 110 |  |  | N/A;W | N/A | N/A | N/A | N/A | only thyristor valve
SIEMENS-087 |  | Columbia | 1998 | ISA | Caño Limón | 3MSCs+2FC | VC | (Local&Remote) | 34,5KV@60Hz | 34,5KV | N/A | 15 | 0 | 15 | N/A | N/A | 5,7H | N/A | N/A | 34,5KV
SIEMENS-088 |  | Columbia | 1998 | ISA | Chinú | 2TCR+2TSC+4FC | VC+PC+SS | (Local&Remote) | 500kV@60Hz | 11.0KV | 6 | 400 | 240 | 250 | -150/+250 | 100mm,5.2kV,4000A;W | 5,7,(3+11)H | 250MVA | 500KV | 11KV
SIEMENS-089 |  | Great Britain | 1998 | NGC, U.K. | Willington | MSCDN | VC | (Local&Remote) | 400kV@50Hz | 400KV | 6 | 225 | 0 | 225 | N/A | N/A | N/A | N/A | N/A | N/A
SIEMENS-090 |  | Egypt | 1999 | ANSDK |  | TCR | VC+FRL | (Local) | 33kV | 33kV | 6 | 80 | 40 | 40(FC) | 0/+40 | N/A;W | N/A | N/A | N/A | N/A
SIEMENS-091 |  | Trinidad | 1999 | ISPAT |  | TCR | VC+FRL | (Local) | 33kV | 33kV | 6 | 320 | 160 | 160(FC) | 0/+160 | N/A;W | N/A | N/A | N/A | N/A
SIEMENS-092 |  | Mexico | 1999 | C.F.E | La Pila | 1TCR+1TSC+1MSC+2FC | VC | (Local&Remote) | 230kV@60Hz | 11KV | 6 | 270 | 100 | 200 | -70/+200 | LTT: 125mm,7.5kV,3600A;W | 5,7H | 200MVA | 230kV | 11KV
SIEMENS-093 |  | Mexico | 1999 | L.Y.F | Cerro Gordo | 1TCR+2TSC+3FC | VC | (Local&Remote) | 230kV@60Hz | 13,5KV | 6 | 375 | 135 | 300 | -75/+300 | 100mm,5.2kV,4000A;W | 5,7,11H | 300MVA | 230kV | 13,5KV
SIEMENS-094 |  | China | 2000 | Baotou |  | TCR | VC+FRL | (Local) | 10kV | 10kV | 6 | 70 | 35 | 35(FC) | 0/+35 | N/A;W | N/A | N/A | N/A | N/A
SIEMENS-095 |  | USA | 2000 | Bethlehem Lukens |  | TCR | VC+FRL | (Local) | 34.5kV | 34.5kV | 6 | 80 | 40 | 40(FC) | 0/+40 | N/A;W | N/A | N/A | N/A | N/A
SIEMENS-096 |  | Turkey | 2001 | Yesilyurt |  | TCR | VC+FRL | (Local) | 34.5kV | 34.5kV | 6 | 139 | 73 | 66(FC) | 0/+73 | N/A;W | N/A | N/A | N/A | N/A
SIEMENS-097 |  | Germany | 2001 | Salzgitter AG |  | TCR | VC+FRL | (Local) | 10kV | 10kV | 6 | 90 | 45 | 45(FC) | 0/+45 | N/A;W | N/A | N/A | N/A | N/A
SIEMENS-098 |  | Brazil | 2001 | CHESF | Funil | 2x(TSC+TCR+FC) | VC+SS+PC | (Local&Remote) | 230kV | 230kV | 6 | 300 | 2x75 | 2x(75(TSC)+25(FC)) | -100/200 | LTT: 100mm,7.5kV,2600A;W | 2x(3+5)H | 200MVA | 230kV | 13.5kV
SIEMENS-099 |  | Egypt | 2002 | Al EZZ |  | TCR | VC+FRL | (Local) | 30kV | 30kV | 6 | 350 | 190 | 160(FC) | 0/+190 | N/A;W | N/A | N/A | N/A | N/A
SIEMENS-100 |  | Korea | 2002 | KEPCO | Kangjin | Inverter - UPFC | VC+SS+LFC | (Local&Remote) | 154kV | 154kV | 24 | 80 | 2x40 (Inverter) | 2x40 (Inverter) | -40/+40 | GTO 4.5kV, 4,000A, Liquid | N/A | 40MVA | 154kV | 14.9kV
SIEMENS-101 |  | China | 2002 | Jinan |  | TCR | VC+FRL | (Local) | 35kV | 35kV | 6 | 50 | 25 | 25(FC) | 0/+25 | N/A;W | N/A | N/A | N/A | N/A
SIEMENS-102 |  | China | 2002 | Zhujiang |  | TCR | VC+FRL | (Local) | 33kV | 33kV | 6 | 360 | 180 | 180(FC) | 0/+180 | N/A;W | N/A | N/A | N/A | N/A
SIEMENS-103 |  | Germany | 2002 | EBG Bochum |  | TCR | VC+FRL | (Local) | 25kV | 25kV | 6 | 20 | 20 |  |  | N/A;W | N/A | N/A | N/A | N/A | only thyristor valve
SIEMENS-104 |  | USA | 2002 | Nucor Steel | Crawfordsville | TCR | VC+FRL | (Local) | 34.5kV | 34.5kV | 6 | 200 | 110 | 90(FC) | 0/+110 | N/A;W | N/A | N/A | N/A | N/A
SIEMENS-105 |  | China | 2003 | Wuhan Iron & Steel Co. |  | TCR | VC+FRL | (Local) | 35kV | 35kV | 6 | 120 | 60 | 60(FC) | 0/+60 | N/A;W | N/A | N/A | N/A | N/A
SIEMENS-106 |  | China | 2003 | Wuhan Iron & Steel Co. |  | TCR | VC+FRL | (Local) | 35kV | 35kV | 6 | 70 | 35 | 35(FC) | 0/+45 | N/A;W | N/A | N/A | N/A | N/A
SIEMENS-107 |  | China | 2003 | Jiu Quan |  | TCR | VC+FRL | (Local) | 10kV | 10kV | 6 | 90 | 45 | 45(FC) | 0/+45 | N/A;W | N/A | N/A | N/A | N/A
SIEMENS-108 |  | China | 2003 | TISCO |  | TCR | VC+FRL | (Local) | 10kV | 10kV | 6 | 60 | 30 | 30(FC) | 0/+30 | N/A;W | N/A | N/A | N/A | N/A
SIEMENS-109 |  | China | 2003 | TISCO |  | TCR | VC+FRL | (Local) | 10kV | 10kV | 6 | 60 | 30 | 30(FC) | 0/+30 | N/A;W | N/A | N/A | N/A | N/A
SIEMENS-110 |  | China | 2003 | TISCO |  | TCR | VC+FRL | (Local) | 10kV | 10kV | 6 | 80 | 40 | 40(FC) | 0/+40 | N/A;W | N/A | N/A | N/A | N/A
SIEMENS-111 |  | China | 2003 | Baosteel |  | TCR | VC+FRL | (Local) | 35kV | 35kV | 6 | 180 | 90 | 90(FC) | 0/+90 | N/A;W | N/A | N/A | N/A | N/A
SIEMENS-112 |  | Brazil | 2003 | (CHESF) Enelpower | Bom Jesus da Lapa | TSC+2xTCR+FC | VC+SS+PC | (Local&Remote) | 500kV@60Hz | 500kV | 6 | 500 | 2x180 | 160(TSC)+90(FC) | -250/+250 | LTT: 125mm,7.5kV,3600A;W | 5,7H | 250MVA | 500kV | 17.5kV
SIEMENS-113 |  | Paraquay | 2003 | Ande | Limpio | 2x(TSC+TCR)+3FC) | VC+SS | (Local&Remote) | 220kV@50kV | 220kV | 6 | 400 | 2x100 | 200(2xTSC)+50(3xFC) | -150/+250 | LTT: 125mm,7.5kV,3600A;W | 5,7,11H | 250MVA | 220kV | 11.8kV
SIEMENS-114 |  | USA | 2003 | Nucor Steel | Crawfordsville | TCR | VC+FRL | (Local) | 34.5kV | 34.5kV | 6 | 405 | 200 | 205(FC) | 0/+200 | N/A;W | N/A | N/A | N/A | N/A
SIEMENS-115 |  | USA | 2003 | Nucor Steel | Crawfordsville | TCR | VC+FRL | (Local) | 34.5kV | 34.5kV | 6 | 210 | 110 | 100(FC) | 0/+110 | N/A;W | N/A | N/A | N/A | N/A
SIEMENS-116 |  | Germany | 2003 | EON | Siems | TSC+TCR+FC | VC+FRL | (Local&Remote) | 400kV@50Hz | 400 kV | 6 | 300 | 150 | 200(TSC+FC) | -100/200 | LTT: 125mm,7.5kV,3600A;W | 5,7,11 | 200MVA | 400kV | 18.1 kV
SIEMENS-117 |  | China | 2004 | Nanjing Iron & Steel |  | TCR | VC+FRL | (Local) | 10.5kV | 10.5kV | 6 | 100 | 50 | 50(FC) | 0/+50 | N/A;W | N/A | N/A | N/A | N/A
SIEMENS-118 |  | China | 2004 | Baosteel |  | TCR | VC+FRL | (Local) | 35kV | 35kV | 6 | 100 | 50 | 50(FC) | 0/+50 | N/A;W | N/A | N/A | N/A | N/A
SIEMENS-119 |  | Saudi Arabia | 2004 | NSIF |  | TCR | VC+FRL | (Local) | 34.5kV | 34.5kV | 6 | 180 | 95 | 85(FC) | 0/+95 | N/A;W | N/A | N/A | N/A | N/A
SIEMENS-120 |  | USA | 2004 | Entergy | Ninemile | 3 TSC | VC+FRL | (Local&Remote) | 230kV@60Hz | 230kV | 6 | 300 | 0 | 300 | 0/300 | LTT: 125mm,7.5kV,3600A;W | N/A | 300MVA | 230kV | 15.5kV
SIEMENS-121 |  | Turkey | 2004 | Kroman Celik |  | TCR | VC+FRL | (Local) | 34.5kV | 34.5kV | 6 | 180 | 90 | 90(FC) | 0/+90 | N/A;W | N/A | N/A | N/A | N/A
SIEMENS-122 |  | USA | 2004 | Wheeling Pit Steel |  | TCR | VC+FRL | (Local) | 34.5kV | 34.5kV | 6 | 335 | 225 | 210(FC) | 0/+225 | N/A;W | N/A | N/A | N/A | N/A
SIEMENS-123 |  | Germany | 2004 | BADISCHE STAHLWERKE AG |  | TCR | VC+FRL | (Local) | 21kV | 21kV | 6 | 320 | 160 | 160(FC) | 0/+160 | N/A;W | N/A | N/A | N/A | N/A
SIEMENS-124 |  | Iran | 2005 | HFF |  | TCR | VC+FRL | (Local) | 20kV | 20kV | 6 | 160 | 85 | 75(FC) | 0/+85 | N/A;W | N/A | N/A | N/A | N/A
SIEMENS-125 |  | China | 2005 | Jianlong |  | TCR | VC+FRL | (Local) | 35kV | 35kV | 6 | 180 | 90 | 90(FC) | 0/+90 | N/A;W | N/A | N/A | N/A | N/A
SIEMENS-126 |  | China | 2005 | Shanghai No1 Ext |  | TCR | VC+FRL | (Local) | 35kV | 35kV | 6 | 260 | 135 | 125(FC) | 0/+135 | N/A;W | N/A | N/A | N/A | N/A
SIEMENS-127 |  | China | 2005 | Guofeng |  | TCR | VC+FRL | (Local) | 35kV | 35kV | 6 | 100 | 50 | 50(FC) | 0/+50 | N/A;W | N/A | N/A | N/A | N/A
SIEMENS-128 |  | China | 2005 | Panzihua |  | TCR | VC+FRL | (Local) | 10kV | 10kV | 6 | 72 | 36 | 36(FC) | 0/+36 | N/A;W | N/A | N/A | N/A | N/A
SIEMENS-129 |  | Canada | 2005 | Dofasco |  | TCR | VC+FRL | (Local) | 13.8kV | 13.8kV | 6 | 60 | 30 | 30(FC) | 0/+30 | N/A;W | N/A | N/A | N/A | N/A
SIEMENS-130 |  | China | 2005 | Jiuquan |  | TCR | VC+FRL | (Local) | 35kV | 35kV | 6 | 180 | 95 | 85(FC) | 0/+95 | N/A;W | N/A | N/A | N/A | N/A
SIEMENS-131 |  | Germany | 2005 | BES |  | TCR | VC+FRL | (Local) | 30kV | 30kV | 6 | 380 | 200 | 180(FC) | 0/+200 | N/A;W | N/A | N/A | N/A | N/A
SIEMENS-132 |  | Ghana | 2005 | Newmont Gold Mine | Ahafo | TCR+FC | VC+FRL | (Local&Remote) | 11kV @50Hz | 11kV | 6 | 40 | 40 | 40 | 0/40 | LTT: 100mm,7.5kV,2600A;W | 5 | N/A | N/A | 11kV
SIEMENS-133 |  | Australia | 2005 | Powerlink | Nebo | TCR+TSC+FC | VC+FRL | (Local&Remote) | 275kV @50Hz | 275kV | 6 | 320 | 170 | 260 | -80/260 | LTT: 125mm,7.5kV,3600A;W | 3, 5, 7 | 180 | 275kV | 17.7kV | Valve and control refurbishment
SIEMENS-134 |  | Saudi Arabia | 2006 | Hadeed |  | TCR | VC+FRL | (Local) | 34.5kV | 34.5kV | 6 | 360 | 190 | 170(FC) | 0/+190 | N/A;W | N/A | N/A | N/A | N/A
SIEMENS-135 |  | India | 2006 | Bhushan |  | TCR | VC+FRL | (Local) | 33kV | 33kV | 6 | 60 | 30 | 30(FC) | 0/+30 | N/A;W | N/A | N/A | N/A | N/A
SIEMENS-136 |  | India | 2006 | Bhushan |  | TCR | VC+FRL | (Local) | 33kV | 33kV | 6 | 140 | 70 | 70(FC) | 0/+70 | N/A;W | N/A | N/A | N/A | N/A
SIEMENS-137 |  | India | 2006 | Bhushan |  | TCR | VC+FRL | (Local) | 33kV | 33kV | 6 | 140 | 70 | 70(FC) | 0/+70 | N/A;W | N/A | N/A | N/A | N/A
SIEMENS-138 |  | Jordan | 2006 | United Iron and Steel |  | TCR | VC+FRL | (Local) | 33kV | 33kV | 6 | 125 | 65 | 60(FC) | 0/+65 | N/A;W | N/A | N/A | N/A | N/A
SIEMENS-139 |  | Saudi Arabia | 2006 | Hadeed |  | TCR | VC+FRL | (Local) | 34.5kV | 34.5kV | 6 | 360 | 190 | 170(FC) | 0/+190 | N/A;W | N/A | N/A | N/A | N/A
SIEMENS-140 |  | Portugal | 2006 | Siderurgia |  | TCR | VC+FRL | (Local) | 30kV | 30kV | 6 | 285 | 150 | 135(FC) | 0/+150 | N/A;W | N/A | N/A | N/A | N/A
SIEMENS-141 |  | USA | 2006 | Entergy | Porter | 3 TSC | VC+FRL | (Local&Remote) | 138kV@60Hz | 138kV | 6 | 300 | 0 | 300 | 0/300 | LTT: 125mm,7.5kV,3600A;W | N/A | 300MVA | 230kV | 15.5kV
SIEMENS-142 |  | Tansania | 2006 | Tansania Electric supply | Iringa | TCR+FC | VC+FRL | (Local&Remote) | 220kV@50Hz | 220kV | 6 | 65 | 65 | 35 | -30/35 | LTT: 100mm,7.5kV,2600A;W | 5 | 35MVA | 220kV | 10.2kV
SIEMENS-143 |  | Tansania | 2006 | Tansania Electric supply | Shinyanga | TCR+FC | VC+FRL | (Local&Remote) | 220kV@50Hz | 220kV | 6 | 66 | 65 | 35 | -30/35 | LTT: 100mm,7.5kV,2600A;W | 5 | 35MVA | 220kV | 10.2kV
SIEMENS-144 |  | Australia | 2006 | Powerlink | 9 diff stations | TCR+FC | VC+UL | (Local&Remote) | 132kV @50Hz | 132kV | 6 | from -51/42 | various | various | from -51/42 | LTT: 125mm,7.5kV,3600A;W | 3, 5, 7 | 36, 40.5, 60 MVA | 132kV | 5.7, 7.7, 10.4 | Valve and control refurbishment
SIEMENS-145 |  | Danmark | 2006 | SEAS-NVE | Haslev | TCR+FC | VC+DS+SS | (Local&Remote) | 132kV @50Hz | 132kV | 12 | 145 | 2 x 73 | 2 x 40 | -65/80 | LTT: 125mm,7.5kV,3600A;W | 11HP | 80MVA | 132kV | 7.5kV
SIEMENS-146 |  | China | 2007 | Pudong |  | TCR | VC+FRL | (Local) | 35 kV | 35 kV | 6 | 160 | 80 | 80 | 0/+80 | N/A;W | N/A | N/A | N/A | N/A
SIEMENS-147 |  | Iran | 2008 | Mobarakeh |  | TCR | VC+FRL | (Local) | 69 kV | 69 kV | 6 | 440 | 220 | 220 | 0/+220 | N/A;W | N/A | N/A | N/A | N/A
SIEMENS-148 |  | Iran | 2008 | Mobarakeh |  | TCR | VC+FRL | (Local) | 69 kV | 69 kV | 6 | 440 | 220 | 220 | 0/+220 | N/A;W | N/A | N/A | N/A | N/A
SIEMENS-149 |  | China | 2007 | Baotou |  | TCR | VC+FRL | (Local) | 35 kV | 35 kV | 6 | 130 | 65 | 65 | 0/+65 | N/A;W | N/A | N/A | N/A | N/A
SIEMENS-150 |  | USA | 2008 | Nucor Memphis |  | TCR | VC+FRL | (Local) | 34.5 kV | 34.5 kV | 6 | 320 | 160 | 160 | 0/+160 | N/A;W | N/A | N/A | N/A | N/A
SIEMENS-151 |  | Belgium | 2008 | Duferco |  | TCR | VC+FRL | (Local) | 30 kV | 30 kV | 6 | 180 | 95 | 95 | 0/+95 | N/A;W | N/A | N/A | N/A | N/A
SIEMENS-152 |  | Argentina | 2007 | Acindar |  | TCR | VC+FRL | (Local) | 35 kV | 35 kV | 6 | 440 | 220 | 220 | 0/+220 | N/A;W | N/A | N/A | N/A | N/A
SIEMENS-153 |  | Jordan | 2007 | Consolidated Jord. Company |  | TCR | VC+FRL | (Local) | 33 kV | 33 kV | 6 | 130 | 65 | 65 | 0/+65 | N/A;W | N/A | N/A | N/A | N/A
SIEMENS-154 |  | Malaysia | 2006 | SESB | Segaliud | TCR+FC | VC+FRL | (Local&Remote) | 275kV @50Hz | 275 kV | 6 | 120 | 60 | 60 | -60/60 | LTT: 100mm,7.5kV,2600A;W | 3, 5 | 60 MVA | 275 kV | 11,2 kV
SIEMENS-155 |  | Malaysia | 2006 | SESB | Dam Road | TCR+FC | VC+FRL | (Local&Remote) | 132kV @50Hz | 132 kV | 6 | 120 | 60 | 60 | -60/60 | LTT: 100mm,7.5kV,2600A;W | 3, 5 | 60 MVA | 132 kV | 11,2 kV
SIEMENS-156 |  | USA | 2006 | Southern California Edison | Devers | 3xTSC+2xTCR+2xFC | VC+FRL | (Local&Remote) | 525kV @60Hz | 525 kV | 6 | 440 | 110 | 330 | -110/330 | LTT: 125mm,7.5kV,3600A;W | 5, 7 | 330 MVA | 525 kV | 17,3 kV | SVS incl. additional MSC (165 MVAr)
SIEMENS-157 |  | Mexico | 2007 | C.F.E | Nopala | 3xTSC+TCR+2xFC | VC+FRL | (Local&Remote) | 400kV @60Hz | 400 kV | 6 | 390 | 90 | 300 | -90/300 | LTT: 125mm,7.5kV,3600A;W | 5, 7 | 300 MVA | 400 kV | 16,7 kV
SIEMENS-158 |  | Brazil | 2007 | Eletronorte | São Luis | TCR+TSC+FC | VC+FRL | (Local&Remote) | 230kV @60Hz | 230 kV | 6 | 250 | 100 | 150 | -100/250 | LTT: 125mm,7.5kV,3600A;W | 5, 7 | 150 MVA | 230 kV | 18,3 kV
SIEMENS-159 |  | Brazil | 2007 | Eletronorte | Sinop | TCR+FC | VC+FRL | (Local&Remote) | 230kV @60Hz | 230 kV | 6 | 75 | 20 | 55 | -20/55 | LTT: 100mm,7.5kV,2600A;W | 5 | 55 MVA | 230 kV | 8,0 kV | SVS incl. additional MSCDN (35 MVAr)
SIEMENS-160 |  | Australia | 2007 | Powerlink | Strathmore | TCR+TSC+FC | VC+FRL | (Local&Remote) | 275kV @60Hz | 275 kV | 6 | 260 | 80 | 180 | -80/180 | LTT: 125mm,7.5kV,3600A;W | 3, 5, 8 | 180 MVA | 275 kV | 20 kV
SIEMENS-161 |  | USA | 2008 | Center Point Energy | Bellaire | TSC | VC+FRL | (Local&Remote) | 138kV @60Hz | 138 kV | 6 | 140 | 0 | 140 | 0/140 | LTT: 125mm,7.5kV,3600A;W | N/A | 140 MVA | 138 kV | 26 kV
SIEMENS-162 |  | USA | 2008 | Center Point Energy | Crosby | TSC | VC+FRL | (Local&Remote) | 138kV @60Hz | 138 kV | 6 | 140 | 0 | 140 | 0/140 | LTT: 125mm,7.5kV,3600A;W | N/A | 140 MVA | 138 kV | 26 kV
SIEMENS-163 |  | China | 2008 | Baosteel |  | TCR | VC+FRL | (Local) | 35 kV | 35 kV | 6 | 100 | 50 | 50 | 0/+50 | N/A;W | N/A | N/A | N/A | N/A
SIEMENS-164 |  | USA | 2009 | Nucor Berkeley |  | TCR | VC+FRL | (Local) | 34,5kV@60Hz | 34,5kV | 6 | 540 | 260 | 280 | +20/+280 | N/A;W | N/A | N/A | N/A | N/A
SIEMENS-165 |  | Mexico | 2009 | Ahmsa |  | TCR | VC+FRL | (Local) | 34,5kV@60Hz | 34,5kV | 6 | 345 | 180 | 165 | 0/+165 | N/A;W | N/A | N/A | N/A | N/A
SIEMENS-166 |  | USA | 2008 | Nucor Marion |  | TCR | VC+FRL | (Local) | 34,5kV@60Hz | 13,8kV | 6 | 146 | 75 | 71 | 0/+71 | N/A;W | N/A | N/A | N/A | N/A
SIEMENS-167 |  | Germany | 2009 | Riesa |  | TCR | VC+FRL | (Local) | 30kV | 30kV | 6 | 240 | 120 | 120 | 0/+120 | N/A;W | N/A | N/A | N/A | N/A
SIEMENS-168 |  | India | 2010 | Bhushan |  | TCR | VC+FRL | (Local) | 33kV | 33kV | 6 | 240 | 120 | 120 | 0/+120 | N/A;W | N/A | N/A | N/A | N/A
SIEMENS-169 |  | India | 2010 | Bhushan |  | TCR | VC+FRL | (Local) | 33kV | 33kV | 6 | 240 | 120 | 120 | 0/+120 | N/A;W | N/A | N/A | N/A | N/A
SIEMENS-170 |  | USA | 2009 | AK Butler |  | TCR | VC+FRL | (Local) | 34,5kV@60Hz | 34,5kV | 6 | 430 | 225 | 205 | 0/+205 | N/A;W | N/A | N/A | N/A | N/A
SIEMENS-171 |  | USA | 2009 | Finkl & Sons |  | TCR | VC+FRL | (Local) | 34,5kV@60Hz | 34,5kV | 6 | 210 | 110 | 100 | 0/+100 | N/A;W | N/A | N/A | N/A | N/A
SIEMENS-172 |  | USA | 2009 | Gallatin Steel |  | TCR | VC+FRL | (Local) | 34,5kV@60Hz | 34,5kV | 6 | 130 | 65 | 65 | 0/+65 | N/A;W | N/A | N/A | N/A | N/A
SIEMENS-173 |  | Austria | 2009 | Breitenfeld |  | TCR | VC+FRL | (Local) | 20kV | 20kV | 6 | 185 | 95 | 90 | 0/+90 | N/A;W | N/A | N/A | N/A | N/A
SIEMENS-174 |  | Turkey | 2010 | Kroman Celik |  | TCR | VC+FRL | (Local) | 34,5kV | 34,5kV | 6 |  | 180 | 164 | 0/+164 | N/A;W | N/A | N/A | N/A | N/A
SIEMENS-175 |  | Australia | 2008 | Powerlink Brisbane | Southpine | SVC |  |  | 275kV |  |  | 350 (450) | 100 | 250 (350) | -100/250(350) |  |  |  | 275kV
SIEMENS-176 |  | Australia | 2008 | Powerlink Brisbane | Greenbank | SVC |  |  | 275kV |  |  | 350 (450) | 100 | 250 (350) | -100/250(350) |  |  |  | 275kV
SIEMENS-177 |  | Australia | 2009 | Powerlink Brisbane | Alligator creek | SVC |  |  | 132kV |  |  | 230 (310) | 80 | 150 (230) | -80/150(230) |  |  |  | 132kV
SIEMENS-178 |  | Canada | 2009 | Hydro One Networks | Lakehead | SVC |  |  | 230kV |  |  | 85 (100) | 40 | 45 (60) | -40/45 (60) |  |  |  | 230kV
SIEMENS-179 |  | New Zealand | 2009 | Transpower | Islington | SVC |  |  | 220kV |  |  | 225 | 75 | 150 | -75/150 |  |  |  | 220kV
SIEMENS-180 |  | New Zealand | 2010 | Transpower | Kikiwa | SVC PLUS |  |  | 11kV |  |  | 160 | 80 | 80 | -80/+80 |  |  |  | 11kV
SIEMENS-181 |  | USA | 2009 | ComEd | Elmhurst #1 | SVC |  |  | 230kV |  |  | 300 | 0 | 300 | 0/300 |  |  |  | 230kV
SIEMENS-182 |  | USA | 2010 | ComEd | Elmhurst #2 | SVC |  |  | 230kV |  |  | 300 | 0 | 300 | 0/300 |  |  |  | 230kV
SIEMENS-183 |  | Mozambique | 2010 | EDM | Mocuba | SVC PLUS |  |  | 33kV |  |  | 70 | 35 | 35 | -35/+35 |  |  |  | 33kV
SIEMENS-184 |  | Canada | 2011 | Hydro One Networks | Nanticoke | SVC |  |  | 500kV |  |  | 350 | 0 | 350 | 0/+350 |  |  |  | 500kV
SIEMENS-185 |  | France | 2011 | RTE | Cheviré | SVC + MSC |  |  | 225kV |  |  | 200 + 150 | 100 | 100 | -100/+100 |  |  |  | 225kV
SIEMENS-186 |  | Saudi Arabia | 2012 | Saudi Electric Company | Hiteen | SVC + MSC |  |  | 400kV |  |  | 800 + 200 | 200 | 600 | -200/+600 |  |  |  | 400kV
SIEMENS-187 |  | Saudi Arabia | 2011 | Saudi Electric Company | Qassim | SVC |  |  | 132kV |  |  | 600 | 150 | 450 | -150/+450 |  |  |  | 132kV
SIEMENS-188 |  | Saudi Arabia | 2011 | Saudi Electric Company | Afif | SVC |  |  | 33kV |  |  | 150 | 50 | 100 | -50/+100 |  |  |  | 33kV
SIEMENS-196 |  | Paraguay | 2012 | ANDE | Horqueta | SVC |  |  | 220 KV |  |  | 230 | 80 | 150 | -80 / 150
SIEMENS-201 |  | France | 2012 | RTE | Tourbe | SVC |  |  | 225 kV |  |  | 350 | 100 | 250 | -100 / 250
SIEMENS-203 |  | Saudi Arabia | 2013 | Hadeed | Hadeed | SVC |  |  | 34.5 kV |  |  | 190 | 20 | 170 | -20 / 170
SIEMENS-204 |  | Brazil | 2013 | Isolux | Macapa | SVC |  |  | 230 kV |  |  | 260 | 100 | 160 | -100 / 160
SIEMENS-205 |  | Brazil | 2013 | Isolux | Oriximina | SVC |  |  | 500 kV |  |  | 500 | 200 | 300 | -200 / 300
SIEMENS-206 |  | Brazil | 2013 | Isolux | Jurupari | SVC |  |  | 500 kV |  |  | 400 | 200 | 200 | -200 / 200
SIEMENS-210 |  | Ghana | 2013 | Newmont Gold | Akyem | SVC |  |  | 11kV |  |  | 56 | 40 | 16 | -40 / 16
SIEMENS-211 |  | Canada | 2013 | Hydro Québec | Bout de lIle | SVC |  |  | 735 kV |  |  | 600 | 300 | 300 | -300/ 300
SIEMENS-214 |  | Brazil | 2013 | TAESA | Sapeacu | SVC |  |  | 230 kV |  |  | 400 | 150 | 250 | -150 / 250
SIEMENS-221 |  | Columbia | 2014 | Gerdau Diaco | Gerdau Diaco | SVC |  |  | 13.8 kV |  |  | 70 | 10 | 60 | -10 / 60
SIEMENS-225 |  | Egypt | 2014 | EZDK | EZDK | SVC |  |  | 33 kV |  |  | 265 | 85 | 180 | -85 / 180
SIEMENS-226 |  | Mexico | 2014 | Tyasa | Tyasa | SVC |  |  | 34.5 kV |  |  | 130 | 10 | 120 | -10 / 120
SIEMENS-227 |  | Chile | 2014 | Caserones | Caserones | SVC |  |  | 23 kV |  |  | 192 | 96 | 96 | -96 / 96
SIEMENS-228 |  | Azerbaijan | 2014 | Baku Steel | Baku Steel | SVC |  |  | 35 kV |  |  | 53 | 14 | 39 | -14 / 39
SIEMENS-230 |  | France | 2014 | RTE | Nanterre | SVC |  |  | 225 kV |  |  | 300 | 100 | 200 | -100 / 200
SIEMENS-233 |  | Saudi Arabia | 2015 | Saudi Electric Company | Al Kharj | SVC |  |  | 132 kV |  |  | 180 | 30 | 150 | -30 / 150
SIEMENS-234 |  | India | 2015 | BMM | BMM | SVC |  |  | 33 kV |  |  | 160 | 22 | 138 | -22 / 138
SIEMENS-235 |  | Peru | 2015 | Abengoa | San Camilo | SVC |  |  | 220 kV |  |  | 455 | 105 | 350 | -105 / 350
SIEMENS-237 |  | USA | 2015 | Xcel Energy | Eddy County | SVC |  |  | 230 kV |  |  | 150 | 50 | 100 | -50 / 100
SIEMENS-239 |  | Brazil | 2015 | Transnorte Energía | Boa Vista | SVC |  |  | 230 kV |  |  | 270 | 120 | 150 | -120 / 150
SIEMENS-243 |  | Paraguay | 2015 | ANDE | Guarambaré | SVC |  |  | 220 kV |  |  | 420 | 120 | 300 | -120/ 300
TE-001 |  | USA | 1988 | University of Washington Hospital |  |  | FRL |  |  | 480 Volts |  | .5 | 0.5 | 0.5 | .5
TE-002 |  | USA | 1990 | Coos Curry Electrical Co-op |  |  | FRL |  |  | 13.8 KV |  | 1.05 | 1.05 | 1.05 | 1.05
TE-003 |  | USA | 1991 | Southern California Edison |  |  | FRL |  |  | 4.16 KV |  | 1.05 | 1.05 | 1.05 | 1.05
TE-004 |  | Canada | 1993 | Trench Electric |  |  | FRL |  |  | 600 Volts |  | .6 | .6 | .6 | .6
TE-005 |  | USA | 1993 | Southern California Edison |  |  | FRL |  |  | 480 Volts |  | 1.0 | 1.0 | 1.0 | 1.0
TE-006 |  | USA | 1993 | HTA Aerostructures, Texas. |  |  | FRL |  |  | 480 Volts |  | 1.5 | 1.5 | 1.5 | 1.5 | [5 empty] | Includes Harmonic Filters
TE-007 |  | Canada | 1994 | Monroe Auto Equipment of Canada |  |  | FRL |  |  | 480 Volts |  | 1.5 | 1.5 | 1.5 | 1.5 | [5 empty] | Includes Harmonic Filters
TE-008 |  | USA | 1994 | NYSEG, New York. |  |  | FRL |  |  | 480 Volts |  | .3 | .3 | .3 | .3 | [5 empty] | Pole Mounted
TE-009 |  | USA | 1994 | QOB Electric |  |  | FRL |  |  | 480 Volts |  | .95 | .95 | .95 | .95
TE-010 |  | USA | 1994 | Payne and Dollan |  |  | FRL |  |  | 480 Volts |  | 1.1 | 1.1 | 1.1 | 1.1
TE-011 |  | USA | 1994 | PSI Energy Inc. |  |  | FRL |  |  | 480 Volts |  | 1.8 | 1.8 | 1.8 | 1.8 | [5 empty] | Includes Harmonic Filters
TE-012 |  | Mexico | 1994 | Ford Co.- Mexico |  |  | FRL |  |  | 480 Volts |  | .5 | .5 | .5 | .5 | [5 empty] | Includes Harmonic Filters
TE-013 |  | USA | 1995 | Hess Engineering Inc. |  |  | FRL |  |  | 480 Volts |  | 3.0 | 3.0 | 3.0 | 3.0 | [5 empty] | Includes Harmonic Filters
TE-014 |  | USA | 1995 | Penn. Pwr. & Light |  |  | FRL |  | 12 KV | 600 Volts |  | 2.4 | 2.4 | 2.4 | 2.4
TE-015 |  | Canada | 1995 | TransAlta Utilities |  |  | FRL |  | 12 KV | 600 Volts |  | 3.0 | 3.0 | 3.0 | 3.0
TE-016 |  | USA | 1995 | Penelec |  |  | FRL |  | 12 KV | 480 Volts |  | 1.05 | 1.05 | 1.05 | 1.05
TE-017 |  | USA | 1996 | United Power Association |  |  | FRL |  | 12 KV | 480 Volts |  | 1.0 | 1.0 | 1.0 | 1.0
TE-018 |  | USA | 1996 | Georgia Power |  |  | FRL |  | 12 KV | 480 Volts |  | 2.8 | 2.8 | 2.8 | 2.8
TE-019 |  | USA | 1997 | Massachusetts Electric |  |  | FRL |  | 12 KV | 480 Volts |  | 2.0 | 2.0 | 2.0 | 2.0 | [5 empty] | Includes Harmonic Filters
TE-020 |  | USA | 1996 | Columbus McKinnon |  |  | FRL |  |  | 600 Volts |  | 1.5 | 1.5 | 1.5 | 1.5 | [5 empty] | Includes Harmonic Filters
TE-021 |  | USA | 1997 | Baltimore Gas & Electric |  |  | FRL |  | 12 KV | 600 Volts |  | 2.4 | 2.4 | 2.4 | 2.4 | [5 empty] | Includes Harmonic Filters
TE-022 |  | USA | 1994 | Kingwood Mines(W. VA.) |  |  | FRL |  |  | 4.16 KV |  | .75 | .75 | .75 | .75
TE-023 |  | USA | 1997 | Placer Dome |  |  | FRL |  | 5 KV | 600 Volts |  | 2.88 | 2.88 | 2.88 | 2.88 | [5 empty] | Includes Harmonic Filters
TE-024 |  | Mexico | 1997 | Ford Co.- Mexico |  |  | FRL |  |  | 600 Volts |  | .44 | .44 | .44 | .44 | [5 empty] | Includes Harmonic Filters
TE-025 |  | USA | 1997 | F&P America |  |  | FRL |  | 12 KV | 480 Volts |  | 4.8 | 4.8 | 4.8 | 4.8 | [5 empty] | Includes Harmonic Filters
TE-026 |  | USA | 1997 | Allegheny Power |  |  | FRL |  | 12 KV | 480 Volts |  | 2.0 | 2.0 | 2.0 | 2.0 | [5 empty] | Includes Harmonic Filters
TMEIC-001 | N/A | Japan | 2004 | Eurus Energy Japan Co.Ltd. | Odabizawa | STATCOM | VC | N/A | 22 kV@50Hz | 440V | N/A | -1to 7 | N/A | N/A | N/A | IGBT Air | N/A | N/A | N/A | N/A
TMEIC-002 | N/A | USA | 2005 | Georgia Power Company | Laurens County (North Dublin) | TCR+FC | VC | (local)/(Remote) | 115 kV@60Hz | 11.15kV | 6 | 87 | 87(TCR) | 87 | 87 | LTT Water | 5,7th | 87MVA | 115kV | 11.15kV
TMEIC-002 | N/A | Japan | 2005 | OJI STEEL CO., LTD. | Gunma works | TCR | FRL | N/A | 22 kV@50Hz | N/A | N/A | 5 to 82 | N/A | N/A | N/A | LTT Water | 2,3,4,5,6th | 77MVA | 22KV | 12.5kV
TMEIC-003 | N/A | Japan | 2005 | Eurus Energy Japan Co.Ltd. | Souya misaki | TCT | VC | (local)/(Remote) | 22 kV@50Hz | 6.6kV | 6 | 30 | 30 | 22 | 30 | ETT Air | N/A | 30MVA | 22kV | 6.6kV
TMEIC-004 | N/A | Korea | 2006 | SeAH Besteel |  | TCR+FC | FRL | N/A | 22kV@60Hz | 22kV | 6 | 90 | 90(TCR) | 90 | 90 | LTT Water |  | 90MVA | 22kV | 22kV
TSB-001 | N/A | Japan | 1972 | Kawasaki Steel Company Ltd. | Mizushima | TSC | VC | N/A | 11kV@60Hz | N/A | N/A | 0 to 8 (2 step) | N/A | N/A | N/A | ETT 3kV 500A Oil 6S-1P | N/A | N/A | N/A | N/A
TSB-002 | N/A | Japan | 1978 | Kanto Tokushu Steel Company Ltd. | Fujisawa | TCR | FRL | N/A | 3.3 kV@50Hz | N/A | N/A | 0 to 5 | N/A | N/A | N/A | ETT 4kV 1500A Air 8S-1P | N/A | N/A | N/A | N/A
TSB-003 | N/A | Japan | 1979 | Tokyo Steel Company Ltd. | Kyushu | TCR | FRL | N/A | 22 kV@60Hz | N/A | N/A | 0 to 53 | N/A | N/A | N/A | ETT 4kV 1500A Air 20S-1P | N/A | N/A | N/A | N/A
TSB-004 | N/A | Japan | 1980 | Daiichi Seiko Co.,Ltd., | Kaibe (Nagoya) | TCT | FRL | N/A | 22 kV@50Hz | N/A | N/A | 0 to 25 (50Hz) | N/A | N/A | N/A | ETT 4kV 1500A Air 3S-1P | N/A | N/A | N/A | N/A
TSB-005 | N/A | Greece | 1980 | Hellenic Steel Company | Thesfalonika | TCT | VC | N/A | 22 kV@50Hz | N/A | N/A | 0 to 10 | N/A | N/A | N/A | ETT 4kV 1500A Air 3S-1P | N/A | N/A | N/A | N/A
TSB-006 | N/A | Japan | 1980 | Ishihara Steel Works Ltd. | Ichikawa | TCT | FRL | N/A | 22 kV@50Hz | N/A | N/A | 0 to 12 | N/A | N/A | N/A | ETT 4kV 1500A Air 3S-1P | N/A | N/A | N/A | N/A
TSB-007 | N/A | Japan | 1980 | Ishihara Steel Works Ltd. | Ichikawa | TCT | FRL | N/A | 22 kV@50Hz | N/A | N/A | 0 to 17 | N/A | N/A | N/A | ETT 4kV 1500A Air 3S-1P | N/A | N/A | N/A | N/A
TSB-008 | N/A | Hungary | 1980 | Lenin Metallurgical Works | Miskolc | TCT | FRL | N/A | 22 kV@50Hz | N/A | N/A | 0 to 18 | N/A | N/A | N/A | ETT 4kV 1500A Air 3S-1P | N/A | N/A | N/A | N/A
TSB-009 | N/A | Japan | 1981 | Aichi Steel Works Ltd. | Chita | TCR | FRL | N/A | 22 kV@50Hz | N/A | N/A | 0 to 55 | N/A | N/A | N/A | ETT 4kV 1500A Air 24S-1P | N/A | N/A | N/A | N/A
TSB-010 | N/A | Japan | 1981 | Aichi Steel Works Ltd. | Chita | TCR | FRL | N/A | 22 kV@60Hz | N/A | N/A | 0 to 30 | N/A | N/A | N/A | ETT 4kV 1500A Air 16S-1P | N/A | N/A | N/A | N/A
TSB-011 | N/A | Japan | 1981 | Kishiwada Steel Company Ltd. | Kishiwada | TCT | FRL | N/A | 22 kV@60Hz | N/A | N/A | 0 to 34 | N/A | N/A | N/A | ETT 4kV 1500A Water 6S-1P | N/A | N/A | N/A | N/A
TSB-012 | N/A | Japan | 1982 | Japan Highway Public Co. | Hiroshima | TSC | VC | N/A | 22 kV@60Hz | N/A | N/A | 0 to 1.6 (0.2 step) | N/A | N/A | N/A | ETT 1.6kV 150A Air 2S-1P | N/A | N/A | N/A | N/A
TSB-013 | N/A | Japan | 1982 | Sanyo Special Steel Company Ltd. | Himeji | TCT | FRL | N/A | 22 kV@60Hz | N/A | N/A | 0 to 54 | N/A | N/A | N/A | ETT 4kV 3000A Water 6S-1P | N/A | N/A | N/A | N/A
TSB-014 | N/A | Korea | 1983 | Korea Heavy Industries & Construction Co. Ltd. | Changwon | TCT | FRL | N/A | 22 kV@60Hz | N/A | N/A | 0 to 45 | N/A | N/A | N/A | ETT 4kV 3000A Water 6S-1P | N/A | N/A | N/A | N/A
TSB-015 | N/A | Japan | 1983 | Nippon Steel Co. | Hirohata | TCT | VC | N/A | 22 kV@60Hz | N/A | N/A | 0 to 35 | N/A | N/A | N/A | ETT 4kV 3000A Water 5S-1P | N/A | N/A | N/A | N/A
TSB-016 | N/A | Taiwan (China) | 1983 | Taiwan Aluminum Corporation | Kaohsiung | TCT | VC | N/A | 22 kV@60Hz | N/A | N/A | 0 to 17 | N/A | N/A | N/A | ETT 4kV 1500A Air 2S-1P | N/A | N/A | N/A | N/A
TSB-017 | N/A | Japan | 1984 | Godo Steel Ltd. | Osaka | TCR | FRL | N/A | 22 kV@60Hz | N/A | N/A | 0 to 95 | N/A | N/A | N/A | ETT 4kV 1500A Water 30S-1P | N/A | N/A | N/A | N/A
TSB-018 | N/A | Bahrain | 1984 | Gulf Aluminum Rolling Mill Company | Manama | TCT | VC | N/A | 22 kV@60Hz | N/A | N/A | 0 to 6 | N/A | N/A | N/A | ETT 4kV 1500A Air 2S-1P | N/A | N/A | N/A | N/A
TSB-019 | N/A | Japan | 1984 | Oji Iron Works Ltd. | Gunma | TCR | FRL | N/A | 22 kV@50Hz | N/A | N/A | 0 to 63 | N/A | N/A | N/A | LTT 4kV 1500A Water 18S-1P | N/A | N/A | N/A | N/A
TSB-020 | N/A | Japan | 1984 | Osaka Steel Works Ltd. | Okazima | TCT | FRL | N/A | 22 kV@60Hz | N/A | N/A | 0 to 15 | N/A | N/A | N/A | LTT 4kV 1500A Water 3S-1P | N/A | N/A | N/A | N/A
TSB-021 | N/A | Japan | 1985 | Kyushu University | Fukuoka | TSC | VC | N/A | 6.6 kV@60Hz | N/A | N/A | 0 to 3.5 (0.5 step) | N/A | N/A | N/A | ETT 2.5kV 500A,800A,2500A Air 1S-1P | N/A | N/A | N/A | N/A
TSB-022 | N/A | Japan | 1986 | City Yokohama | Yokohama | TCT | VC | N/A | 6.6 kV@50Hz | N/A | N/A | 0 to 1.5 | N/A | N/A | N/A | ETT 4kV 1500A Air 1S-1P | N/A | N/A | N/A | N/A
TSB-023 | N/A | Japan | 1986 | Kyushu University | Fukuoka | TSC | VC | N/A | 6.6 kV@60Hz | N/A | N/A | 0 to 1.05(0.15 Step) | N/A | N/A | N/A | ETT 2.5kV 500A Air 3S-1P | N/A | N/A | N/A | N/A
TSB-024 | N/A | New Zealand | 1986 | New Zealand Steel Development Ltd. | Orkland Glendbrook | TCT | VC | N/A | 33 kV@50Hz | N/A | N/A | 0 to 12.5 | N/A | N/A | N/A | ETT 4kV 1500A Air 3S-1P | N/A | N/A | N/A | N/A
TSB-025 | N/A | USA | 1987 | Aluminum Company of America | Tennessee | TCT | VC | N/A | 13.8 kV@60Hz | N/A | N/A | 0 to 9.6 | N/A | N/A | N/A | ETT 4kV 1500A Air 3S-1P | N/A | N/A | N/A | N/A
TSB-026 | N/A | Japan | 1987 | Asahi Works Ltd. | Saitama | TCT | FRL | N/A | 6.9 kV@50Hz | N/A | N/A | 0 to 15 | N/A | N/A | N/A | LTT 4kV 3000A Water 1S-1P | N/A | N/A | N/A | N/A
TSB-027 | N/A | Japan | 1987 | Ishihara Seikousyo Co.,Ltd | Ichikawa Works | STATCOM | FRL | N/A | 22 kV | N/A | N/A | -5 to 5 | N/A | N/A | N/A | GTO Water | N/A | N/A | N/A | N/A
TSB-028 | N/A | Japan | 1987 | Japan Highway Public Co. | Hiroshima | TSC | VC | N/A | 0.44 kV@60Hz | N/A | N/A | 0 to 2 (0.2 step) | N/A | N/A | N/A | ETT 1.6kV 150A Air 2S-1P | N/A | N/A | N/A | N/A
TSB-029 | N/A | Australia | 1987 | The South West Queensland Electricity Board | St. George | TCR | VC | N/A | 66 kV@50Hz | N/A | N/A | -4 to 11 | N/A | N/A | N/A | LTT 4kV 1500A Air 3S-1P | N/A | N/A | N/A | N/A
TSB-030 | N/A | Japan | 1987 | The Tokyo Electric Power Co.,Ltd. | Shinshinano | TCR | VC+PC | N/A | 500kV@50Hz | 63kV@50Hz | N/A | -20 to 80 (50Hz) | N/A | N/A | N/A | LTT 4kV 1500A Water 24S-1P | N/A | N/A | N/A | N/A
TSB-031 | N/A | Japan | 1988 | Daiichi Seiko Ltd. | Tobishima | TCT | FRL | N/A | 22 kV@60Hz | N/A | N/A | 0 to 25 | N/A | N/A | N/A | ETT 4kV 1500A Water 3S-1P | N/A | N/A | N/A | N/A
TSB-032 | N/A | Japan | 1988 | Kyushu Seiko Co.,Ltd. | Saga | TCT | FRL | N/A | 22 kV@60Hz | N/A | N/A | 0 to 45 | N/A | N/A | N/A | LTT 4kA 3000A Water 6S-1P | N/A | N/A | N/A | N/A
TSB-033 | N/A | Australia | 1988 | Mine Winder Co. | Broken Hill | TSC | VC | N/A | 22 kV@50Hz | N/A | N/A | 0 to 5 (0.1 step) | N/A | N/A | N/A | ETT 4kV 1500A Air 1S-1P | N/A | N/A | N/A | N/A
TSB-034 | N/A | Japan | 1988 | The Kansai Electric Power Co.,Ltd. | Hirakata | TCT | FRL | N/A | 77 kV@60Hz | N/A | N/A | -40 to 0 | N/A | N/A | N/A | LTT 4kV 1500A Water 7S-1P | N/A | N/A | N/A | N/A
TSB-035 | N/A | Japan | 1988 | The Tokyo Electric Power Co.,Ltd. | Shinkoga | TCR | VC | N/A | 500 kV@50Hz | 63kV@50Hz | N/A | -20 to 80 | N/A | N/A | N/A | LTT 4kV 1500A Water 24S-1P | N/A | N/A | N/A | N/A
TSB-036 | N/A | Japan | 1988 | The Tokyo Electric Power Co.,Ltd. | Shintokorozawa | TCR | VC | N/A | 500 kV@50Hz | 63kV@50Hz | N/A | -20 to 80 | N/A | N/A | N/A | LTT 4kV 1500A Water 24S-1P | N/A | N/A | N/A | N/A
TSB-037 | N/A | Japan | 1988 | The Tokyo Electric Power Co.,Ltd. | Shintama | TCR | VC | N/A | 500 kV@50Hz | 63kV@50Hz | N/A | -20 to 80 | N/A | N/A | N/A | LTT 4kV 1500A Water 24S-1P | N/A | N/A | N/A | N/A
TSB-038 | N/A | Japan | 1989 | Japan Railway Tokai | Otaka | TCR | VC | N/A | 15 kV@60Hz | N/A | N/A | 0 to 165 0 to 220 | N/A | N/A | N/A | LTT 4kV 3000A Water 6S-1P,6S-1P | N/A | N/A | N/A | N/A
TSB-039 | N/A | Japan | 1989 | Japan Railway Tokai | Otaka | TCR | VC | N/A | 15 kV@60Hz | N/A | N/A | 0 to 165 0 to 220 | N/A | N/A | N/A | LTT 4kV 3000A Water 6S-1P,6S-1P | N/A | N/A | N/A | N/A
TSB-040 | N/A | Mexico | 1989 | Sicartsa | Lazaro Cardenas | TCT | FRL | N/A | 69 kV@60Hz | N/A | N/A | 0 to 320 | N/A | N/A | N/A | ETT 4kV 1500A Water 30S-1P | N/A | N/A | N/A | N/A
TSB-041 | N/A | Australia | 1989 | The Electricity Trust of South Australia | South East | TCR+TSC | VC+PC | N/A | 275 kV@50Hz | N/A | N/A | -100 to 160 | N/A | N/A | N/A | LTT 4kV 3000A Water 7S-1P (TCR)11S-1P (TSC) | N/A | N/A | N/A | N/A
TSB-042 | N/A | Australia | 1989 | The Electricity Trust of South Australia | Para | TCR+TSC | VC+PC | N/A | 275 kV@50Hz | N/A | N/A | -140 to 160 | N/A | N/A | N/A | LTT 4kV 3000A Water 8S-1P (TCR)14S-1P (TSC) | N/A | N/A | N/A | N/A
TSB-043 | N/A | Japan | 1989 | The Kansai Electric Power Co.,Ltd | Izushi | TCT | VC | N/A | 77 kV@60Hz | N/A | N/A | -10 to 20 | N/A | N/A | N/A | LTT 4kV 1500A Water 6S-1P | N/A | N/A | N/A | N/A
TSB-044 | N/A | Japan | 1989 | The Tokyo Electric Power Co.,Ltd | Shintokorozawa | TCR | VC | N/A | 500 kV@50Hz | 63kV@50Hz | N/A | -20 to 80 | N/A | N/A | N/A | LTT 4kV 1500A Water 21S-1P | N/A | N/A | N/A | N/A
TSB-045 | N/A | Japan | 1989 | The Tokyo Electric Power Co.,Ltd. | Tabata | TCR | VC | N/A | 154 kV@50Hz | N/A | N/A | -10 to 40 | N/A | N/A | N/A | LTT 4kV 1500A Water 12S-1P | N/A | N/A | N/A | N/A
TSB-046 | N/A | Japan | 1989 | Toobu Railway Co. | Yorii | TCT | VC | N/A | 6.6 kV@50Hz | N/A | N/A | 0 to 2 | N/A | N/A | N/A | ETT 4kV 1500A Air 1S-1P | N/A | N/A | N/A | N/A
TSB-047 | N/A | Japan | 1990 | Japan Railway Tokai | Iwabuchi | TCR | VC | N/A | 154 kV@60Hz | N/A | N/A | 0 to 120 | N/A | N/A | N/A | LTT 4kV 1500A Water 12S-1P | N/A | N/A | N/A | N/A
TSB-048 | N/A | Japan | 1990 | Japan Railway Tokai | Tsunashima | TCR | VC | N/A | 77 kV@60Hz | N/A | N/A | 0 to 60 | N/A | N/A | N/A | LTT 4kV 1500A Water 14S-1P | N/A | N/A | N/A | N/A
TSB-049 | N/A | Japan | 1990 | Nisshin Seikou Co.,Ltd | Shinnannyou Works | STATCOM | FRL | N/A | 22 kV | N/A | N/A | -20 to 20 | N/A | N/A | N/A | GTO Water | N/A | N/A | N/A | N/A
TSB-050 | N/A | Japan | 1990 | The Kansai Electric Power Co.,Ltd. | Hirakata | TCT | FRL | N/A | 77 kV@60Hz | N/A | N/A | -40 to 0 | N/A | N/A | N/A | LTT 4kV 1500A Water 7S-1P | N/A | N/A | N/A | N/A
TSB-051 | N/A | Japan | 1991 | Aiba Seiko | Ibaraki | TCT | FRL | N/A | 22 kV@50Hz | N/A | N/A | 0 to 40 | N/A | N/A | N/A | LTT 4kV 1500A Water 7S-1P | N/A | N/A | N/A | N/A
TSB-052 | N/A | Japan | 1991 | Chiyoda Koutetsu Kougyou Co.,Ltd | Tokyo Works | STATCOM | FRL | N/A | 22 kV | N/A | N/A | -15 to 15 | N/A | N/A | N/A | GTO Water | N/A | N/A | N/A | N/A
TSB-053 | N/A | Brazil | 1991 | Companhia Energetica de Minas Gerais | Ouro Preto 2 | TCR | VC | N/A | 138 kV@60Hz | N/A | N/A | 0 to 100 | N/A | N/A | N/A | LTT 4kV 1500A Water 14S-1P ,2 sets | N/A | N/A | N/A | N/A
TSB-054 | N/A | Japan | 1991 | Japan Railway Tokai | Shinbanda | TCT | VC | N/A | 30 kV@60Hz | N/A | N/A | 0 to 60 | N/A | N/A | N/A | LTT 4kV 1500A Water 10S-1P | N/A | N/A | N/A | N/A
TSB-055 | N/A | Japan | 1991 | The Kansai Electric Power Co.,Ltd. | Matsuya | TCT | VC | N/A | 77 kV@60Hz | N/A | N/A | 0 to 30 | N/A | N/A | N/A | LTT 4kV 1500A Water 6S-1P | N/A | N/A | N/A | N/A
TSB-056 | N/A | Japan | 1991 | The Tokyo Electric Power Co.,Ltd | Shin Shinano | STATCOM | PC | N/A | 66 kV@50Hz | 525kV | 3 Pulse,PWM | -50 to 50 | N/A | N/A | N/A | GTO 6kV 2500A Water 8S-1P-6A-4Bridge | N/A | 50MVA(12.5MVA-4Bridge) | 66kV | 8.75kV
TSB-057 | N/A | Japan | 1991 | Tokyo Seitetsu Co.,Ltd | Okayana Works | STATCOM | FRL | N/A | 33 kV | N/A | N/A | -49.5 to 49.5 | N/A | N/A | N/A | GTO Water | N/A | N/A | N/A | N/A
TSB-058 | N/A | Japan | 1992 | Hokkaido Electric Power Corp. | Teine | STATCOM | FRL | N/A | 66 kV@50Hz | N/A | 3 Pulse,PWM | -20 to 20 | N/A | N/A | N/A | GTO Water | N/A | N/A | N/A | N/A
TSB-059 | N/A | Japan | 1992 | Japan Railway Tokai | Higashiyama | TCT | VC | N/A | 30 kV@60Hz | N/A | N/A | 0 to 35 | N/A | N/A | N/A | LTT 4kV 3000A Water 10S-1P | N/A | N/A | N/A | N/A
TSB-060 | N/A | Japan | 1992 | Japan Railway Tokai | Gokasho | TCT | VC | N/A | 30 kV@60Hz | N/A | N/A | 0 to 35 | N/A | N/A | N/A | LTT 4kV 3000A Water 10S-1P | N/A | N/A | N/A | N/A
TSB-061 | N/A | Japan | 1992 | Japan Railway Tokai | Ushima | TCT | VC | N/A | 30 kV@60Hz | N/A | N/A | 0 to 35 | N/A | N/A | N/A | LTT 4kV 3000A Water 10S-1P | N/A | N/A | N/A | N/A
TSB-062 | N/A | Japan | 1992 | Japan Railway Tokai | Kamonomiya | TCT | VC | N/A | 30 kV@60Hz | N/A | N/A | 0 to 50 | N/A | N/A | N/A | LTT 4kV 3000A Water 8S-1P | N/A | N/A | N/A | N/A
TSB-063 | N/A | Japan | 1992 | Japan Railway Tokai | Kamonomiya | TCT | VC | N/A | 30 kV@60Hz | N/A | N/A | 0 to 35 | N/A | N/A | N/A | LTT 4kV 3000A Water 10S-1P | N/A | N/A | N/A | N/A
TSB-064 | N/A | Japan | 1992 | Japan Railway Tokai | Shin-Osaka | TCT | VC | N/A | 30 kV@60Hz | N/A | N/A | 0 to 30 | N/A | N/A | N/A | LTT 4kV 3000A Water 10S-1P | N/A | N/A | N/A | N/A
TSB-065 | N/A | Japan | 1992 | Japan Railway Tokai | Kannami | TCT | VC | N/A | 30 kV@60Hz | N/A | N/A | 0 to 35 | N/A | N/A | N/A | LTT 4kV 3000A Water 10S-1P | N/A | N/A | N/A | N/A
TSB-066 | N/A | Japan | 1992 | Japan Railway Tokai | Atami | TCT | VC | N/A | 30 kV@60Hz | N/A | N/A | 0 to 35 | N/A | N/A | N/A | LTT 4kV 3000A Water 10S-1P | N/A | N/A | N/A | N/A
TSB-067 | N/A | Japan | 1992 | Japan Railway Tokai | Shin-Kihirazima | TCT | VC | N/A | 30 kV@60Hz | N/A | N/A | 0 to 20 | N/A | N/A | N/A | LTT 4kV 3000A Water 8S-1P | N/A | N/A | N/A | N/A
TSB-068 | N/A | Japan | 1992 | Japan Railway Tokai | Numazu | TCT | VC | N/A | 30 kV@60Hz | N/A | N/A | 0 to 35 | N/A | N/A | N/A | LTT 4kV 3000A Water 10S-1P | N/A | N/A | N/A | N/A
TSB-069 | N/A | Japan | 1992 | Japan Railway Tokai | Shin-Takatsuka | TCT | VC | N/A | 30 kV@60Hz | N/A | N/A | 0 to 25 | N/A | N/A | N/A | LTT 4kV 3000A Water 8S-1P | N/A | N/A | N/A | N/A
TSB-070 | N/A | Japan | 1992 | Nippon Steel Co., | Nagoya | TCR | VC | N/A | 22 kV@60Hz | N/A | N/A | 0 to 23 | N/A | N/A | N/A | LTT 6kV 2500A Water 2S-1P | N/A | N/A | N/A | N/A
TSB-071 | N/A | Australia | 1992 | Osterreichische Elekftizitatswirtschafts, AG | Durnrohr | TCR | VC | N/A | 400 kV@50Hz | N/A | N/A | -150 to 0 Over Load -580(0.5S) | N/A | N/A | N/A | LTT 6kV 2500A Water 2S-1P,2 sets | N/A | N/A | N/A | N/A
TSB-072 | N/A | Japan | 1992 | Tokyo Steel Company Ltd. | Okayama | TCR | FRL | N/A | 110 kV@60Hz | N/A | N/A | 0 to 191 | N/A | N/A | N/A | LTT 4kV 1500A Water 32S-1P | N/A | N/A | N/A | N/A
TSB-073 | N/A | U.A.E. | 1992 | Water & Electricity Dept. | Al Ain | TCR | VC | N/A | 220 kV@50Hz | N/A | N/A | -80 to 180 | N/A | N/A | N/A | LTT 6kV 2500A Water 15S-1P | N/A | N/A | N/A | N/A
TSB-074 | N/A | Japan | 1993 | Hokkaido Electric Power Corp. | Ohno | TCR | VC | N/A | 187 kV@50Hz | N/A | N/A | -70 to 0 | N/A | N/A | N/A | LTT 6kV 2500A Water 8S-1P | N/A | N/A | N/A | N/A
TSB-075 | N/A | Japan | 1993 | Japan Railway Tokai | Shintakatsuka | STATCOM | VC | N/A | 154 kV | N/A | N/A | -48 to 48 | N/A | N/A | N/A | GTO Water | N/A | N/A | N/A | N/A
TSB-076 | N/A | Japan | 1994 | Daidou Tokushukou Co.,Ltd | Shibukawa Works | STATCOM | FRL | N/A | 22 kV | N/A | N/A | -16.5 to 16.5 | N/A | N/A | N/A | GTO Water | N/A | N/A | N/A | N/A
TSB-077 | N/A | Japan | 1994 | Mukoyama Koujyou Co.,Ltd | Mukoyama Works | STATCOM | FRL | N/A | 22 kV | N/A | N/A | -22 to 22 | N/A | N/A | N/A | GTO Water | N/A | N/A | N/A | N/A
TSB-078 | N/A | Japan | 1994 | Takunan Steel Works Co., Ltd. | Okinawa | TCT | FRL | N/A | 22 kV@60Hz | N/A | N/A | 0 to 46 | N/A | N/A | N/A | LTT 4kV 3000A Water 6S-1P-6A | N/A | N/A | N/A | N/A
TSB-079 | N/A | Japan | 1995 | Daidou Tokushukou Co,.Ltd | Chita Works | STATCOM | VC | N/A | 22 kV | N/A | N/A | -27 to 27 | N/A | N/A | N/A | GTO Water | N/A | N/A | N/A | N/A
TSB-080 | N/A | Japan | 1995 | Nihon Kinzoku Kougyou | Kinuura Works | STATCOM | FRL | N/A | 22 kV | N/A | N/A | -18 to 18 | N/A | N/A | N/A | GTO Water | N/A | N/A | N/A | N/A
TSB-081 | N/A | Japan | 1988 | City Yokohama | Yokohama | STACOM | VC/FRL | N/A | 22kV | N/A | N/A | -5 to +5 | N/A | N/A | N/A | GTO Water | N/A | N/A | N/A | N/A
TSB-082 | N/A | Japan | 1989 | Toobu Railway Co. | Hachigata | TCT | VC | N/A | 6.6kV | N/A | N/A | 0 to 2 | N/A | N/A | N/A | ETT 4kV 1500A Air 1S-1P | N/A | N/A | N/A | N/A
TSB-083 | N/A | Japan | 1990 | Kochi News Paper | Kochi | STATCOM | VL/Active Filter | N/A | 6.6kV | N/A | N/A | 0.4 | N/A | N/A | N/A | IGBT Air | N/A | N/A | N/A | N/A
TSB-084 | N/A | Japan | 1990 | City Ohmiya | Ohmiya | STATCOM | FRL/Active Filter | N/A | 6.6kV | N/A | N/A | 0.75 | N/A | N/A | N/A | IGBT Air | N/A | N/A | N/A | N/A
TSB-085 | N/A | Japan | 1993 | Meda Constructio Company | Mitomi | STATCOM | VC | N/A | 6.6kV | N/A | N/A | 0.5 | N/A | N/A | N/A | IGBT Air | N/A | N/A | N/A | N/A
TSB-086 | N/A | Japan | 1995 | Railway Technical Research Institute | Tsuru | TCR | VC | N/A | 66kV | N/A | N/A | 0 to 42 | N/A | N/A | N/A | LTT 4kV 1500A Water 8S-1P | N/A | N/A | N/A | N/A
TSB-087 | N/A | Japan | 1996 | Tohoku Electric Power Company | Tobishima | STATCOM | UL/Power Factor | N/A | 3.3kV | N/A | N/A | 0.32 | N/A | N/A | N/A | IGBT Air | N/A | N/A | N/A | N/A
TSB-088 | N/A | Japan | 1996 | Construction Ministry | Karisaka | STATCOM | FRL/Active Filter | N/A | 6.6kV | N/A | N/A | 1.5 | N/A | N/A | N/A | IGBT Air | N/A | N/A | N/A | N/A
TSB-089 | N/A | Thailand | 1997 | Siam Strip Mill Co.,Ltd. | Rayong | TCR | FRL | N/A | 33kV | N/A | N/A | 0 to 175 | N/A | N/A | N/A | LTT 6kV 2500A Water 21S-1P | N/A | N/A | N/A | N/A
TSB-090 | N/A | Japan | 1997 | Ube Steel Co., Ltd. | Ube | STATCOM | FRL | N/A | 22kV | N/A | N/A | -18 to +18 | N/A | N/A | N/A | GTO Water | N/A | N/A | N/A | N/A
TSB-091 | N/A | Australia | 1998 | Powerlink | Ross | TCR | VC/PC | N/A | 275kV | N/A | N/A | -80 to 150 | N/A | N/A | N/A | LTT 6kV 2500A Water 21S-1P | N/A | N/A | N/A | N/A
TSB-092 | N/A | Japan | 1998 | Tokyo Tekko Co.,Ltd. | Hachinohe | STATCOM | FRL | N/A | 22kV@60Hz | N/A | N/A | -18 to 18 | N/A | N/A | N/A | GTO Water | N/A | N/A | N/A | N/A
TSB-093 | N/A | Japan | 1998 | Tokyo Tekko Co.,Ltd. | Oyama | STATCOM | FRL | N/A | 22kV@60Hz | N/A | N/A | -18 to 18 | N/A | N/A | N/A | GTO Water | N/A | N/A | N/A | N/A
TSB-094 | N/A | Japan | 1998 | Tokyo Tekko Co.,Ltd. | Oyama | STATCOM | FRL | N/A | 22kV@60Hz | N/A | N/A | -27 to 27 | N/A | N/A | N/A | GTO Water | N/A | N/A | N/A | N/A
TSB-096 | N/A | Japan | 1998 | Tokyo | Misato | STATCOM | VC/Active Filter | N/A | 6.6kV | N/A | N/A | -1.6 to 1.6 | N/A | N/A | N/A | IGBT Air | N/A | N/A | N/A | N/A
TSB-097 | N/A | Australia | 1999 | TransGrid | Lismore | TCR | VC | N/A | 132kV@50Hz | N/A | N/A | -100 to 150 | N/A | N/A | N/A | LTT 6kV 2500A Water 15S-1P | N/A | N/A | N/A | N/A
TSB-098 | N/A | Japan | 1999 | Nakayama Steel Co., Ltd | Osaka | TCR | VC | N/A | 22 kV@60Hz | N/A | N/A | 0 to 19 | N/A | N/A | N/A | LTT 6kV 2500A Water 2S-1P | N/A | N/A | N/A | N/A
TSB-099 | N/A | Japan | 2000 | The Tokyo Electric Power Co.,Ltd. | Saiko Lake | STATCOM | VC | N/A | 6.6kV@50Hz | N/A | N/A | -1 to 1 | N/A | N/A | N/A | IGBT Air | N/A | N/A | N/A | N/A
TSB-100 | N/A | Japan | 2001 | Kishiwada Steel Company Ltd. | Kishiwada | STATCOM | FRL | N/A | 22 kV@60Hz | N/A | N/A | -21to 21 | N/A | N/A | N/A | IEGT 4.5kV 1500A Water | N/A | N/A | N/A | N/A
TSB-101 | N/A | Korea | 2001 | Inchon Iron & Steel Co.,Ltd | Pohang | STATCOM | VC | N/A | 22.9 kV@60Hz | N/A | N/A | -10to 30 | N/A | N/A | N/A | IEGT 4.5kV 1500A Water | N/A | N/A | N/A | N/A
TSB-102 | N/A | Japan | 2001 | Tohoku Electric Power Company | Suruga | TCR | VC | N/A | 21 kV@50Hz | N/A | N/A | -60to 20 | N/A | N/A | N/A | LTT 4kV 1500A Water 24S-1P | N/A | N/A | N/A | N/A
TSB-103 | N/A | Taiwan(Chaina) | 2001 | Feng Hsin Iron & Steel Co., Ltd |  | TCR | FRL/VC | N/A | 33kV | N/A | N/A | -64 to 48 | N/A | N/A | N/A | LTT 6kV-2500A Water 8S-1P | N/A | N/A | N/A | N/A
TSB-104 | N/A | Japan | 2001 | Ecopower.co.Ltd. | Mutu | STATCOM | VC | N/A | 22 kV@50Hz | 440V | N/A | -3 to5 | N/A | N/A | N/A | IGBT Air | N/A | N/A | N/A | N/A
TSB-105 | N/A | Japan | 2001 | Japan water agency |  | TCT | VC | (local) | 6.6kV@50Hz | 440 Volts | 6 | -1.5 | 1.5 | 0 | -1.5/0 | ETT Air | N/A | 2MVA | 6.6kV | 440V
TSB-106 | N/A | Japan | 2002 | Hokkaido Railway Company | Asahikawa | TSC | VC | (local) | 22 kV@60Hz | 1.4kV | 2 | 2.5 | 0 | 2.5 | 0/2.5 | LTT Air | - | 2.5MVA | 22kV | 1.4kV
TSB-107 | N/A | Japan | 2002 | Hokkaido Development | Esashi | STATCOM | VC | N/A | 6.6 kV@50Hz | 440V | N/A | -0.5 to 0.5 | N/A | N/A | N/A | IGBT Air | N/A | N/A | N/A | N/A
TSB-108 | N/A | Japan | 2002 | Ishihara Steel Co.Ltd. | Ichikawa | STATCOM | FRL | N/A | 22 kV@60Hz | N/A | N/A | -21to 21 | N/A | N/A | N/A | IEGT 4.5kV 1500A Water | N/A | N/A | N/A | N/A
TSB-109 | N/A | Japan | 2002 | Nagoya Expressway Public Co. | Nagoya | STATCOM | VC | N/A | 6.6 kV@60Hz | 440V | N/A | -1.5to 1.5 | N/A | N/A | N/A | IGBT Air | N/A | N/A | N/A | N/A
TSB-110 | N/A | Japan | 2002 | Tokai Railway Company | Oodaka | TCR | VC | N/A | 6.6 kV@60Hz | N/A | 2 | 40 | 20 | 20 | 0/+20 | LTT Water | N/A | N/A | N/A | N/A
TSB-111 | N/A | Japan | 2002 | Tokai Railway Company | Oodaka | TCR | VC | N/A | 6.6 kV@60Hz | N/A | 2 | 30 | 15 | 15 | 0/+15 | LTT Water | N/A | N/A | N/A | N/A
TSB-112 | N/A | Japan | 2002 | Tohoku Electric Power Company | Sendai Port | TCR+FC | FRL | N/A | 154 kV@50Hz | 11kV | 6 | 150 | 100 | 50 | -50/+50 | LTT Water | 2,3,4,5th | 50MVA | 154kV | 11kV
TSB-113 | N/A | Japan | 2002 | Ecopower.co.Ltd. | Shimokita | STATCOM | VC | N/A | 22 kV@50Hz | 440V | N/A | -6to 11 | N/A | N/A | N/A | IGBT Air | N/A | N/A | N/A | N/A
TSB-114 | N/A | Japan | 2002 | Nisshin Steel Co. | Shunan | STATCOM | FRL | N/A | 22 kV@60Hz | N/A | N/A | -21to 21 | N/A | N/A | N/A | IEGT 4.5kV 1500A Water | N/A | N/A | N/A | N/A
TSB-115 | N/A | Australia | 2003 | NEG MICON Australia | Starfish Hill | TCR | VC | (local)/(Remote) | 33 kV@60Hz | 4.4kV | 6 | 20 | 20 | 20 | 0/20 | ETT Air | 5,7th | 20MVA | 33kV | 4.4kV
TSB-116 | N/A | Japan | 2003 | Fuji film Co.Ltd. | Fujinomiya | STATCOM | VC | N/A | 3.3 kV@50Hz | 440V | N/A | -1 to 1 | N/A | N/A | N/A | IGBT Air | N/A | N/A | N/A | N/A
TSB-117 | N/A | Japan | 2003 | Eurus Energy Japan Co.Ltd. | Kihoku | STATCOM | VC | N/A | 22 kV@60Hz | 440V | N/A | -1to 2 | N/A | N/A | N/A | IGBT Air | N/A | N/A | N/A | N/A
TSB-118 | N/A | U.A.E. | 2005 | Abu Dhabi Water & Electricity Authority | Mussafah | TCR+TSC+FC | VC | N/A | 220 kV@50Hz | 15.4kV | 6 | 200 | 100 | 100 | -100/+100 | LTT Water | 5,7th | 115MVA | 220 kV | 15.4kV
TSB-119 | N/A | U.A.E. | 2005 | Abu Dhabi Water & Electricity Authority | Mussafah | TCR+TSC+FC | VC | N/A | 220 kV@50Hz | 15.4kV | 6 | 200 | 100 | 100 | -100/+100 | LTT Water | 5,7th | 115MVA | 220 kV | 15.4kV
TSB-120 | N/A | U.A.E. | 2005 | Abu Dhabi Water & Electricity Authority | Al Ain South West | TCR+TSC+FC | VC | N/A | 220 kV@50Hz | 15.4kV | 6 | 200 | 100 | 100 | -100/+100 | LTT Water | 5,11th | 170MVA | 220 kV | 15.4kV
TSB-121 | N/A | U.A.E. | 2005 | Abu Dhabi Water & Electricity Authority | Al Ain South West | TCR+TSC+FC | VC | N/A | 220 kV@50Hz | 15.4kV | 6 | 200 | 100 | 100 | -100/+100 | LTT Water | 5,11th | 170MVA | 220 kV | 15.4kV
TSB-122 | N/A | Japan | 2005 | Tohoku Electric Power Company | Hachinohe | TCR+FC | FRL | N/A | 154 kV@50Hz | 11kV | 6 | 80 | 80 | 40 | -40/+40 | LTT Water | 2,3,4,5th | 40MVA | 154kV | 11kV
WEST-001 |  | USA | 1977 | Ameron Steel & Wire Company(TAMCO) | Ameron Steel & Wire | TCR+FC | FRL | (Local) | 33kV@60Hz | 33.0kV | 6 | 0/+65 | 65 (TCR) | 65 (FC) | 65 | 50mm2.6kV 600a; W | 3H,5H,7H,HF | N/A | N/A | N/A | Decommissioned - 1992
ABB | WEST-002 | USA | 1978 | Minnesota Power & Light | Shannon | TCR+FC+MSC | VC | (Local&Remote) | 115kV@60Hz | 13.8kV | 6 | -30/+82 | 40 (TCR) | 10 (FC),2@36 (MSC) | 40 | 50mm2.4kV 600a; W | 5H,7H | 100/133/177MVA, (40MVA Tert.) | 230kV | 115(13.8)kV | Decommissioned - 1990
WEST-003 |  | USA | 1980 | Lukens Steel | N/A | TCR+FC | FRL | (Local) | 14.4kV@60Hz | 14.4kV | 6 | 0/+100 | 100 (TCR) | 100 (FC) | 100 | 50mm2.6kV 600a; W | 2H,3H,4H,5H | N/A | N/A | N/A
WEST-004 |  | USA | 1980 | Florida Steel | N/A | TCR+FC | FRL | (Local) | 13.2kV@60Hz | 13.2kV | 6 | 0/+60 | 60 (TCR) | 60 (FC) | 60 | 50mm2.6kV 800a; W | 2H,3H,4H,5H | N/A | N/A | N/A
WEST-005 |  | USA | 1980 | Public Service of New Mexico | San Juan Power Plant Unit 1 | TCR | DSSR | (Local&Remote) | 22kV@60Hz | 11.0kV | 6 | -120/0 | 120 (TCR) | 0 | 120 | 50mm2.6kV 600a; W | None | N/A | N/A | N/A
WEST-006 |  | USA | 1980 | Public Service of New Mexico | San Juan Power Plant Unit 2 | TCR | DSSR | (Local&Remote) | 22kV@60Hz | 11.0kV | 12 | -120/0 | 120 (TCR) | 0 | 120 | 50mm2.6kV 600a; W | None | 24 MVA OA; 3 | 22kV | 11kV
WEST-007 |  | USA | 1981 | Bethlehem Steel | Franklin EF #10 | TCR+FC | FRL | (Local) | 34.5kV@60Hz | 34.5kV | 12 | -20/+105 | 125 (TCR) | 105 (FC) | 125 | 50mm2.6kV 600a; W | 2H,3H,4H,5H | 24 MVA OA; 3 | 22kV | 11kV
WEST-008 |  | USA | 1981 | Bethlehem Steel | Franklin EF #20 | TCR+FC | FRL | (Local) | 34.5kV@60Hz | 34.5kV | 6 | -20/+105 | 125 (TCR) | 105 (FC) | 125 | 50mm2.6kV 600a; W | 2H,3H,4H,5H | N/A | N/A | N/A
WEST-009 |  | USA | 1981 | Structural Metals | N/A | TCR+FC | FRL | (Local) | 13.2kV@60Hz | 13.2kV | 6 | 0/+60 | 60 (TCR) | 60 (FC) | 60 | 50mm2.6kV 800a; W | 2H,3H,4H,5H | N/A | N/A | N/A
WEST-010 |  | USA | 1981 | Mountain Energy | N/A | TCR+FC | FRL | (Local) | 11.5kV@60Hz | 11.5kV | 6 | 0/+8.5 | 8.5 (TCR) | 8.5 FC | 8.5 | 50mm2.6kV 600a; W | 5H,7H,11H,13H,HF | N/A | N/A | N/A
WEST-011 |  | USA | 1982 (In Storage) | Cathedral Bluffs | N/A | TCR+FC | FRL | (Local) | 13.2kV@60Hz | 13.2kV | 6 | 0/+15 | 15 (TCR) | 15 (FC) | 15 | 50mm2.6kV 600a; W | 5H,7H,11H | N/A | N/A | N/A | Never Commissioned
WEST-012 |  | Canada | 1986 | Algoma Steel | N/A | TCR+FC | FRL | (Local) | 11.5kV@60Hz | 11.5kV | 6 | 0/+20 | 20 (TCR) | 20 (FC) | 20 | 50mm2.6kV 600a; W | 3H,5H,7H | N/A | N/A | N/A
WEST-013 |  | USA | 1985 | Tucson Elec. Power | Springerville Unit #1 | TCR | DSSR | (Local&Remote) | 19kV@60Hz | 11.0kV | 12 | -120/0 | 120 (TCR) | 0 | 120 | 50mm2.6kV 600a; W | None | 24MVA OA; 3 | 22kV | 11kV
WEST-014 |  | USA | 1989 (Scheduled) | Tucson Elec. Power | Springerville Unit #2 | TCR | DSSR | (Local&Remote) | 19kV@60Hz | 11.0kV | 12 | -120/0 | 120 (TCR) | 0 | 120 | 50mm2.6kV 600a; W | None | 24MVA OA; 3 | 22kV | 11kV
WEST-015 |  | USA | 1985 | Timken | N/A | TCR+FC | FRL | (Local) | 34.5kV@60Hz | 34.5kV | 6 | 0/+85 | 85 (TCR) | 85 (FC) | 85 | 50mm2.6kV 800a; W | 2H,3H,4H,5H | N/A | N/A | N/A
WEST-016 |  | USA | 1984 | Plains Elec. G&T | Clapham | TCR+FC | VC | (Local&Remote) | 115kV@60Hz | 12.5kV | 6 | -25/+25 | 50 (TCR) | 25 (FC) | 50 | 50mm2.6kV 800a; W | 5H,7H,11H | 15/20/25MVA; 3 | 115kV | 12.47kV | Retrofitted by Siemens - 1995
WEST-017 |  | USA | 1984 | Westinghouse Transportation Div. | N/A | TCR+FC | FRL | (Local) | 4.2kV@60Hz | 4.2kV | 6 | 0/+10 | 10 (TCR) | 10 (FC) | 10 | 50mm2.6kV 600a; W | 5H,7H,11H | N/A | N/A | N/A
WEST-018 |  | Canada | 1985 | TransAlta Utilities Corp. | Langdon | TCR+TSC+FC | VC | (Local&Remote) | 240kV@60Hz | 20.0kV | 12 | -250/+250 | 300 (TCR) | 200 (TSC),50 (FC) | 500 | 100mm4.2kV 3000a; Wtcr<-75mm4.2kV1125a;Wtsc | 11H,13H,23H(2 SYS.) | 150/200/250MVA; 3 | 240kV | 20kV
WEST-019 |  | USA | 1988 | New York State Electric & Gas Corp. | Fraser | TCR+TSC+FC | VC+DS+SS | (Local&Remote) | 345kV@60Hz | 18.2kV | 6 | -300/+325 | 342 (TCR) | 283 (TSC),42 (FC) | 625 | 100mm4.8kV 3000a; W | 5H,7H | 65/87/108MVA; 1 | 345kV | 18.2kV
WPG-001 |  | USA | 1996 | Tennessee Valley Authority | Sullivan Substation | Inverter - STATCOM | VC | Local & Remote | 161 kV@60Hz | 6.6 kV DC | 48 | -100 to +100 | 100 (Inverter) | 100 (Inverter) | 200 | GTO 4.5kV, 4,000A, Liquid | N/A | 60/80/100 MVA, 3 | 161 kV | 5.1 kV
WPG-002 |  | USA | 1997 | Structural Metals Inc. | Seguin, Texas Plant | Inverter - STATCOM | FRL | Local | 15 kV@60Hz | 10.4 kV DC | 48 | -80 to +80 | 80 (Inverter) | 80 (Inverter) | 160 | GTO 4.5kV, 4,000A, Liquid | N/A | 48/64/80 MVA, 3 | 15 kV | 9.3 kV
WPG-003 |  | USA | 1997 | American Electric Power | Inez Substation | Inverter - UPFC (Shunt) | Shunt part of UPFC | Local & Remote | 138 kV@60Hz | 20.9 kV DC | 48 | -160 to +160 | 160 (Inverter) | 160 (Inverter) | 320 | GTO 4.5kV, 4,000A, Liquid | N/A | 96/128/160 MVA, 3 | 138 kV | 37.3 kV
WPG-004 |  | USA | 1998 | American Electric Power | Inez Substation | Inverter - UPFC (Series) | Series part of UPFC | Local & Remote | 138 kV@60Hz | 20.9 kV DC | 48 | -160 to +160 | 160 (Inverter) | 160 (Inverter) | 320 | GTO 4.5kV, 4,000A, Liquid | N/A | 96/128/160 MVA, 3 | 13 kV | 37.3 kV
WPG-005 |  | USA | 1998 | Pacific Gas & Electric Co. | Paul Sweet Substation | Inverter - STATCOM | VC | Local & Remote | 115 kV@60Hz | 10.2 kV DC | 24 | -20 to +60 | 43 (Inverter) | 43 (Inverter) | 86 | GTO 4.5kV, 4,000A, Liquid | 24 th | 2 - each 13/17/21.5 MVA, 3 | 115 kV | 8.7 kV

## VSC List
REF. NO. | ORIGINAL REF. NO. | COUNTRY | COMMISSIONING | UTILITY OR COMPANY | STATION NAME | TYPE | USE | CONTROL | SYSTEM VOLTAGE | CONNECTION VOLTAGE | PULSE | TOTAL MVAR RATING | INDUCTIVE MVAR RATING | CAPACITIVE MVAR RATING | DYNAMIC RANGE | Thyristor Rating & Cooling | Harmonic Filter Tuning | TRANSFORMER RATING & PHASE | PRIMARY VOLTAGE | SECONDARY VOLTAGE | NOTES
ABB-VSC 001 |  | China | 2006 | Voest Alpine | ZPSS | VSC | Arc Furn |  | 35kV |  |  | 164 | 82 | 82 | 164
ABB-VSC 002 |  | USA | 2006 | Gerdau Ameristeel | Gerdau Ameristeel Charlotte | VSC | Arc Furn |  | 13.2kV |  |  | 64 | 32 | 32 | 64
ABB-VSC 003 |  | France | 2008 | SNCF | Jura Mountains | VSC | UL (Rail) |  | 63kV |  |  | 30 | 15 | 15 | 30
ABB-VSC 004 |  | Japan | 2009 | LS Industrial Systems | Kotobuki | VSC | Arc Furn |  | 22kV |  |  | 80
ABB-VSC 005 |  | Great Britain | 2009 | EDF | Martham | VSC |  |  | 11kV |  |  | 10
ABB-VSC 006 |  | Thailand | 2009 | Siam Yamato Steel | Siam Yamato Steel | VSC | Arc Furn |  | 22kV |  |  | 240 | 120 | 120 | 240
ABB-VSC 007 |  | United Arab Emirates | 2010 | Danieli Steel | GHC2 | VSC |  |  | 138kV |  |  | 164
ABB-VSC 008 |  | Chile | 2011 | Transelec | Cerro Navia | VSC |  |  | 220kV |  |  | 205
ABB-VSC 009 | ABB-482 | Kuwait | 2010 | Danieli Steel | UNI Steel | VSC | Arc Furn |  | 33 |  |  | 164 | 0 | 164 | 164
ABB-VSC 010 | ABB-491 | Saudi Arabia | 2011 | Concast - South Steel | South Steel | VSC | Arc Furn |  | 33 |  |  | 175 | 0 | 175 | 175
ABB-VSC 011 |  | UK | 2012 | Nordex UK Ltd. | Baillie | VSC | Wind |  | 33 |  |  | 25 | 12.5 | 12.5 | 25
ABB-VSC 012 |  | UK | 2012 | Vestas Celtic Wind | Middlemoor | VSC | Wind |  | 33 |  |  | 52 | 26 | 26 | 52
ABB-VSC 013 |  | UK | 2012 | Scottish Power Renewables | Whitelee | VSC | Wind |  | 33 |  |  | 102 | 51 | 51 | 102
ABB-VSC 014 |  | Bangladesh | 2012 | Abuhl Kahir Group | Chittagong #1 | VSC | Arc Furn |  | 33 |  |  | 110 | 0 | 110 | 110
ABB-VSC 015 |  | Bangladesh | 2012 | Abuhl Kahir Group | Chittagong #2 | VSC | Arc Furn |  | 33 |  |  | 110 | 0 | 110 | 110
ABB-VSC 016 |  | Germany | 2012 | Arcelor Mittal | Arcelor Mittal Bremen | VSC | Arc Furn |  | 30 |  |  | 80 | 32 | 48 | 80
ABB-VSC 017 |  | UK | 2013 | Dong Energy | Westermost Rough | VSC | Wind |  | 33 |  |  | 150 | 100 | 50 | 150
ABB-VSC 018 |  | UK | 2013 | Scottish Power Renewables | Harestanes | VSC | Wind |  | 33 |  |  | 136 | 68 | 68 | 136
ABB-VSC 019 |  | Iraq | 2013 | MGI Steel | MGI Suleymania | VSC | Arc Furn |  | 33 |  |  | 164 | 0 | 164 | 164
ABB-VSC 020 |  | Vietnam | 2013 | Danieli Far East Co | POSCO SS Vina | VSC | Arc Furn |  | 33 |  |  | 144 | 0 | 144 | 144
ABB-VSC 021 |  | Canada | 2013 | Evraz | Evraz | VSC | Arc Furn |  | 14.4 |  |  | 80 | 0 | 80 | 80
ABB-VSC 022 |  | UK | 2014 | Vattenfall | Pen y Cymoedd | VSC | Wind |  | 132 |  |  | 120 | 50 | 70 | 120
ABB-VSC 023 |  | Kazakhstan | 2014 | AUSENCO | Aktogay Sulphide | VSC | Industry |  | 35 |  |  | 64 | 32 | 32 | 64
ALSTOM-1 | GEC92 | Great Britain | 1998 | NGC | East Claydon | STATCOM+TSC+FC | VC+SS | Local & Remote | 400kV@50Hz | 15.1 | N/A | 225 | 0 | 225 | 0/+225 | GTO85mm,4.3kV,1750A,Thyristor100mm,5kV,4400A | 17H | 237MVA | 400 | 15.1 | Relocatable
ALSTOM-2 | Nokian- | Taiwan | 2003 | Shey Sheng Fuat Steel & Iron |  | STATCOM |  |  |  | 22.8kV | 6 | -1.7/+8.9
ALSTOM-3 | AREVA- | USA | 2004 | Northeast Utilities | Glenbrook | STATCOM |  |  | 115kV |  | 6 | -150/+150
ALSTOM-4 | Nokian- | Australia | 2006 | Black Swan Nickel Pty Ltd | Kalgoorie | STATCOM | VC | (Local) | 6.6 | 2 | N/A | 4 | 1 | 3 | 4 | N/A | N/A | 3,15 MVA 3-phase | 6.6 | 2
ALSTOM-5 | AREVA-268 | UAE | 2009 | Danieli | UAE | D-Statcom | Arc Furnace | Local | 33kV@50Hz | 33.0kV | 6 | 0 to +144 | 0 | 144 | 144 | Water |  | N/A | N/A | N/A
ALSTOM-6 | ALSTOM- | Ireland | 2010 | Kirby Power | Dunneill Windfarm | D-Statcom |  |  |  | 20.0kV |  | -6/+6
ALSTOM-7 | ALSTOM- | Germany | 2012 | Borkum EWE Netz |  | D-Statcom |  |  |  | 20.5kV | 6 | -8/+8
FUJI-VSC-008 |  | Japan | 2008 | Central Japan Railway | Ｉｗａｔａ | INVERTER | PC＋VC | Local | 154kV | 60kV | 48 | 20（10*2） | 20 | 20 | -20/+20 | 3.3kV,1.2kA,IGBT,Water | － | 10*2MVA | 60kV | 0.920kV
FUJI-VSC-009 |  | Japan | 2010 | Tokyo Steel | Tahara | STATCOM | FRL+SS | Local | 154kV | 30kV | 54 | 90（30*3） | 90 | 90 | -90/+90 | 3.3kV,1.2kA,IGBT,Water | HP | 30*3MVA | 30kV | 0.838kV
MELCO-VSC-001 |  | Japan | 1979 | Kansai Electric Power Co. | Kita-Osaka S/S | INVERTER | VC | N/A | 77kV | N/A | 48 | -20/20 | 20(INV) | 20(INV) | N/A | Thyristor | N/A | 20MVA | 77kV | N/A | Field test for 1.5 years
MELCO-VSC-002 | N/A | Japan | 1989 | kyoei Steel | Nagoya | STATCOM | VC+VL | N/A | 6.6 kV@60Hz | 400V | N/A | 0.7 Mvar | N/A | N/A | N/A | BPT Air | N/A | N/A
MELCO-VSC-003 | N/A | Japan | 1989 | Fukushima Industry |  | STATCOM | VC+VL | N/A | 6.6 kV@50Hz | 400V | N/A | 0.9 Mvar | N/A | N/A | N/A | BPT Air | N/A | N/A
MELCO-VSC-004 | N/A | Japan | 1989 | Mitsubishi Electric | Hyogo | STATCOM | VC+ FRL | N/A | 33 kV@60Hz | 400V | N/A | 3.5 Mvar | N/A | N/A | N/A | BPT Air | N/A | N/A
MELCO-VSC-005 |  | Japan | 1990 | Chubu Steel Co. | Nagoya Seel Works | INVERTER | FRL | N/A | 22kV@60Hz | 1.0kV | 36 | -20/20 | 20(INV) | 20(INV) | 40 | GTO | N/A | 20MVA, 18 | 22kV | 1.0kV
MELCO-VSC-006 | N/A | Japan | 1990 | Ooi Steel | Tokyo | STATCOM | VC+VL | N/A | 6.6 kV@50Hz | 400V | N/A | 0.9 Mvar | N/A | N/A | N/A | BPT Air | N/A | N/A
MELCO-VSC-007 | N/A | Japan | 1990 | Steel Industry |  | STATCOM | VC+VL | N/A | 6.6 kV@50Hz | 400V | N/A | 0.65 Mvar+0.4 Mvar | N/A | N/A | N/A | BPT Air | N/A | N/A
MELCO-VSC-008 | N/A | Japan | 1990 | Toyota Steel | Nagoya | STATCOM | VC+VL | N/A | 6.6 kV@60Hz | 400V | N/A | 1.5 Mvar x 1 set + 1Mvar x 1 set | N/A | N/A | N/A | BPT Air | N/A | N/A
MELCO-VSC-009 |  | Japan | 1991 | Kansai Electric Power Co. | Inuyama SW/S | INVERTER | DS+VU+SS+PC | N/A | 154kV@60Hz | 2.0kV | 48 | -80/+80 | 80(INV) | 80(INV) | 160 | GTO | N/A | 80MVA, 24 | 154kV | 2.0kV
MELCO-VSC-010 | N/A | Japan | 1991 | Gifu Steel |  | STATCOM | VC+VL | N/A | 6.6 kV@60Hz | 400V | N/A | 0.9 Mvar | N/A | N/A | N/A | BPT Air | N/A | N/A
MELCO-VSC-011 | N/A | Japan | 1991 | Steel Industry |  | STATCOM | VC+VL | N/A | 6.6 kV@60Hz | 400V | N/A | 0.5 Mvar x 2 sets | N/A | N/A | N/A | BPT Air | N/A | N/A
MELCO-VSC-012 | N/A | Japan | 1991 | Honda Automobile | Suzuka | STATCOM | VC+VL | N/A | 6.6 kV@60Hz | 400V | N/A | 0.8 Mvar | N/A | N/A | N/A | BPT Air | N/A | N/A
MELCO-VSC-013 | N/A | Japan | 1992 | Toyota Steel | Nagoya | STATCOM | VC+VL | N/A | 6.6 kV@60Hz | 400V | N/A | 1.5 Mvar + 1.2 Mvar x 2 sets | N/A | N/A | N/A | BPT Air | N/A | N/A
MELCO-VSC-014 | N/A | Japan | 1992 | Futaba Industry |  | STATCOM | VC+VL | N/A | 6.6 kV@60Hz | 400V | N/A | 1.5 Mvar | N/A | N/A | N/A | BPT Air | N/A | N/A
MELCO-VSC-015 |  | Japan | 1993 | Central Japan Railway Co. | Shin-Biwajima S/S | INVERTER | VC+UL+VU | N/A | 77kV@60Hz | 2.0kV | 18 | -20/20 | 20(INV) | 20(INV) | 40 | GTO | N/A | 20MVA, 9 | 77kV | 2.0kV
MELCO-VSC-016 |  | Japan | 1993 | Central Japan Railway Co. | Shin-Biwajima S/S | INVERTER | VC+UL+VU | N/A | 77kV@60Hz | 2.0kV | 18 | -20/20 | 20(INV) | 20(INV) | 40 | GTO | N/A | 20MVA, 9 | 77kV | 2.0kV
MELCO-VSC-017 | N/A | Japan | 1993 | Toyota Steel | Nagoya | STATCOM | VC+VL | N/A | 6.6 kV@60Hz | 400V | N/A | 1.8 Mvar | N/A | N/A | N/A | IGBT Air | N/A | N/A
MELCO-VSC-018 |  | Japan | 1994 | Mitsubishi Steel Co. | Muroran Steel Works | INVERTER | FRL | N/A | 22kV@50Hz | 2.0kV | 18 | -21/21 | 21(INV) | 21(INV) | 42 | GTO | N/A | 21MVA, 9 | 22kV | 2.0kV
MELCO-VSC-019 |  | Japan | 1994 | Central Japan Railway Co. | Shimizu S/S | INVERTER | VC+UL+VU | N/A | 154kV@50Hz | 2.0kV | 18 | -20/20 | 20(INV) | 20(INV) | 40 | GTO | N/A | 20MVA, 9 | 77kV | 2.0kV
MELCO-VSC-020 |  | Japan | 1994 | Central Japan Railway Co. | Shimizu S/S | INVERTER | VC+UL+VU | N/A | 154kV@50Hz | 2.0kV | 18 | -20/20 | 20(INV) | 20(INV) | 40 | GTO | N/A | 20MVA, 9 | 77kV | 2.0kV
MELCO-VSC-021 |  | Japan | 1994 | Central Japan Railway Co. | Shimizu S/S | INVERTER | VC+UL+VU | N/A | 154kV@50Hz | 2.0kV | 18 | -20/20 | 20(INV) | 20(INV) | 40 | GTO | N/A | 20MVA, 9 | 77kV | 2.0kV
MELCO-VSC-022 | N/A | Japan | 1994 | Iwate Prefecture | Iwate | STATCOM | VC+FRL | N/A | 6.6 kV@50Hz | 400V | N/A | 0.6 Mvar | N/A | N/A | N/A | IGBT Air | N/A | N/A
MELCO-VSC-023 |  | Japan | 1995 | Central Japan Railway Co. | Shin-Biwajima S/S | INVERTER | VC+UL+VU | N/A | 77kV@60Hz | 2.0kV | 18 | -20/20 | 20(INV) | 20(INV) | 40 | GTO | N/A | 20MVA, 9 | 77kV | 2.0kV
MELCO-VSC-024 |  | Japan | 1995 | Chubu Steel Co. | Nagoya Seel Works | INVERTER | FRL | N/A | 22kV@60Hz | 2.0kV | 24 | -24/24 | 24(INV) | 24(INV) | 48 | GTO | N/A | 24MVA, 12 | 22kV | 2.0kV
MELCO-VSC-025 |  | Japan | 1995 | Sumitomo Steel Co. | Osaka Steel Works | INVERTER | FRL | N/A | 22kV@60Hz | 1.2kV | 24 | -8/8 | 8(INV) | 8(INV) | 16 | GTO | N/A | 8MVA, 12 | 22kV | 1.2kV
MELCO-VSC-026 | N/A | Japan | 1997 | Sugimoto Steel |  | STATCOM | VC+VL | N/A | 6.6 kV@60Hz | 400V | N/A | 1.8 Mvar | N/A | N/A | N/A | IGBT Air | N/A | N/A
MELCO-VSC-027 | N/A | Japan | 1999 | Hyogo Prefecture | Hyogo | STATCOM | VC+FRL | N/A | 6.6 kV@60Hz | 400V | N/A | 2 Mvar | N/A | N/A | N/A | IGBT Air | N/A | N/A
MELCO-VSC-028 |  | USA | 2000 | Seattle Iron & Metals Corps | Seattle | STATCOM | VC | N/A | 26.4kV | 4.16kV | N/A | 5 | 0 | 5 | 0/+5 | 1.2kV-600A, IGBT, Air Cooled | N/A | 5MVA, 3Phase | 4.16kV | 0.3kV
MELCO-VSC-029 |  | USA | 2001 | Vermont Electric Power Company | Essex | STATCOM | VC | N/A | 115kV | 115kV | Equival;ent 40 | 133 | -41 | 133 | -41/133 | 6kV-6000A, GCT Water cooled | N/A | 43MVA, 3 Phase, 2sets | 115kV | 3.2kV
MELCO-VSC-030 |  | USA | 2002 | San Diego Gas & Electric Company | Talega | STATCOM | VC | N/A | 138kV | 138kV | Equivalent 40 | 100 | -100 | 100 | -100/100 | 6kV-6000A, GCT Water cooled | N/A | 55MVA, 3 Phase, 2sets | 138kV | 3.2kV
MELCO-VSC-031 | N/A | Japan | 2002 | Kasai City | Tokyo | STATCOM | VC+VL | N/A | 6.6 kV@50Hz | 400V | N/A | 1.2 Mvar | N/A | N/A | N/A | IGBT Air | N/A | N/A
MELCO-VSC-032 |  | Canada | 2003 | Manitoba Hydro | Bloodvein | STATCOM+TSC+TSR | VC | N/A | 66kV | 6.25kV | N/A | 12 | -4 | 12 | -4/+12 | 12kV-600A, Air cooled | N/A | 12MVA, 3 Phase | 66kV | 6.25kV
MELCO-VSC-033 |  | Japan | 2004 | The Kansai Electric Power Co.,INC. | Kanzaki | STATCOM | VC | N/A | 77kV | 77kV | Equivalent 54 | 80 | 80 | 80 | +/-80 | 6kV-6000A, GCT Water cooled | N/A | 80MVA, 3Phase | 77kV | 7.51kV
MELCO-VSC-034 | N/A | Japan | 2005 | Steel Industry |  | STATCOM | VC+VL | N/A | 6.6 kV@60Hz | 400V | N/A | 1.2 Mvar | N/A | N/A | N/A | IGBT Air | N/A | N/A
MELCO-VSC-035 | N/A | Japan | 2005 | Mitsubishi Heavy Industry | Hyogo | STATCOM | VC+VL | N/A | 6.6 kV@60Hz | 400V | N/A | 10.5 Mvar | N/A | N/A | N/A | IGBT Air | N/A | N/A
MELCO-VSC-036 | N/A | Japan | 2012 | Chubu Electric Power Co | Toshin | STATCOM | VC+DS+SS | N/A | 275kV @60Hz | 6.6kV | 84 (equivalent) | -450/+450 Mvar | -450 | 450 | 900 | 6kV-6000A, GCT Water cooled | N/A | 3 x 150MVA | 275kV | 6.6kV
MELCO-VSC-037 | N/A | Japan | 2013 | Kansai Electric Power Co. | Inuyama | STATCOM | VC+DS+SS+PC | N/A | 154kV@60Hz | 5.8kV | 100(equivalent) | -130/+130Mvar | -130 | 130 | 260 | 6kV-6000A, GCT Water cooled | N/A | (78+52)MVA | 154kV | 5.8kV
NISSIN-VSC-001 |  | Japan | 1995 | Tokyo Steel Co. |  | STATCOM | FRL | N/A | 22kV@50Hz | 6.35kV~2 | 12 | -7/7 | 7 | 7 | -7/7 | GTO 4.5kV 4000A W | N/A | 3.5MVA~2 3 | 22kV | 1.56kV
TMEIC-VSC-001 | N/A | Japan | 2004 | Eurus Energy Japan Co.Ltd. | Odabizawa | STATCOM | VC | N/A | 22 kV@50Hz | 440V | N/A | -1to 7 | N/A | N/A | N/A | IGBT Air | N/A | N/A | N/A | N/A
TMEIC-VSC-002 | N/A | Taiwan(China) | 2006 | Feng Hsin Iron & Steel Co., Ltd |  | STATCOM | FRL | N/A | 33 kV@60Hz | N/A | N/A | -63 to 63 | -63 | 63 | 126 | IEGT 4.5kV 2100A Water | N/A | N/A | N/A | N/A
TMEIC-VSC-003 | N/A | Japan | 2006 | Steel Plantec Co.Ltd | Kanto Steel Co.Ltd | STATCOM | FRL | N/A | 22 kV@50Hz | N/A | N/A | -31.5 to 31.5 | -31.5 | 31.5 | 63 | IEGT 4.5kV 2100A Water | N/A | N/A | N/A | N/A
TMEIC-VSC-004 | N/A | Japan | 2008 | TOKYO STEEL CO.,LTD | Oyama factory | STATCOM | FRL | N/A | 22kV@50Hz | 1.35kV | N/A | (-21 to 21) x 2stes | N/A | N/A | 42 x 2sets | IEGT 4.5kV 2100A Water | N/A | 21MVA | 22kV | 1.35kV
TMEIC-VSC-005 | N/A | Japan | 2008 | Chubu Steel Plate Co., Ltd. |  | STATCOM | FRL | N/A | 22kV@60Hz | 1.35kV | N/A | -31.5 to 31.5 | N/A | N/A | 31.5 | IEGT 4.5kV 2100A Water | N/A | 31.5MVA | 22kV | 1.35kV
TMEIC-VSC-006 | N/A | Japan | 2008 | DAIWA STEEL CORPORATION | Mizusima factory | STATCOM | FRL | N/A | 22kV@60Hz | 1.35kV | N/A | -21 to 21 | N/A | N/A | 21 | IEGT 4.5kV 2100A Water | N/A | 21MVA | 22kV | 1.35kV
TMEIC-VSC-007 | N/A | Japan | 2008 | Kyudenko CO.,LTD | Goto Tamanoura wind PS | STATCOM | FRL | N/A | 22 kV@60Hz | 0.42kV | N/A | -0.75 to 0.75 | N/A | N/A | N/A | IGBT Air | N/A | 0.7MVA | 22kV | 0.42kV
TMEIC-VSC-008 | N/A | Japan | 2009 | Nisinippon Plant Engineering and Construction CO.,LTD | SinKamiGoto wind PS | STATCOM | FRL | N/A | 22 kV@60Hz | 0.42kV | N/A | -1.3 to 1.3 | N/A | N/A | N/A | IGBT Air | N/A | 1.3MVA | 22kV | 0.42kV
TMEIC-VSC-009 | N/A | Japan | 2010 | Nippon Steel Corporation | Yahata factory | STATCOM | FRL | N/A | 22kV@60Hz | 1.35kV | N/A | -31.5 to 31.5 | N/A | N/A | 31.5 | IEGT 4.5kV 2100A Water | N/A | 31.5MVA | 33kV | 1.35kV
TMEIC-VSC-010 | N/A | Japan | 2010 | Yonden Engineering CO.,LTD | Kunimiyama wind PS | STATCOM | FRL | N/A | 22 kV@60Hz | 0.42kV | N/A | -1.4 to 2.8 | N/A | N/A | N/A | IGBT Air | N/A | 2.8MVA | 22kV | 0.43kV
TMEIC-VSC-011 | N/A | Japan | 2010 | Yonden Engineering CO.,LTD | Kunimiyama wind PS | STATCOM | FRL | N/A | 22 kV@60Hz | 0.42kV | N/A | -2.2 to 2.2 | N/A | N/A | N/A | IGBT Air | N/A | 2.2MVA | 22kV | 0.43kV
TSB-VSC-001 | N/A | Japan | 1987 | Ishihara Seikousyo Co.,Ltd | Ichikawa Works | STATCOM | FRL | N/A | 22 kV | N/A | N/A | -5 to 5 | N/A | N/A | N/A | GTO Water | N/A | N/A | N/A | N/A
TSB-VSC-002 | N/A | Japan | 1990 | Nisshin Seikou Co.,Ltd | Shinnannyou Works | STATCOM | FRL | N/A | 22 kV | N/A | N/A | -20 to 20 | N/A | N/A | N/A | GTO Water | N/A | N/A | N/A | N/A
TSB-VSC-003 | N/A | Japan | 1991 | Chiyoda Koutetsu Kougyou Co.,Ltd | Tokyo Works | STATCOM | FRL | N/A | 22 kV | N/A | N/A | -15 to 15 | N/A | N/A | N/A | GTO Water | N/A | N/A | N/A | N/A
TSB-VSC-004 | N/A | Japan | 1991 | The Tokyo Electric Power Co.,Ltd | Shin Shinano | STATCOM | PC | N/A | 66 kV@50Hz | 525kV | 3 Pulse,PWM | -50 to 50 | N/A | N/A | N/A | GTO 6kV 2500A Water 8S-1P-6A-4Bridge | N/A | 50MVA(12.5MVA-4Bridge) | 66kV | 8.75kV
TSB-VSC-005 | N/A | Japan | 1991 | Tokyo Seitetsu Co.,Ltd | Okayana Works | STATCOM | FRL | N/A | 33 kV | N/A | N/A | -49.5 to 49.5 | N/A | N/A | N/A | GTO Water | N/A | N/A | N/A | N/A
TSB-VSC-006 | N/A | Japan | 1992 | Hokkaido Electric Power Corp. | Teine | STATCOM | FRL | N/A | 66 kV@50Hz | N/A | 3 Pulse,PWM | -20 to 20 | N/A | N/A | N/A | GTO Water | N/A | N/A | N/A | N/A
TSB-VSC-007 | N/A | Japan | 1993 | Japan Railway Tokai | Shintakatsuka | STATCOM | VC | N/A | 154 kV | N/A | N/A | -48 to 48 | N/A | N/A | N/A | GTO Water | N/A | N/A | N/A | N/A
TSB-VSC-008 | N/A | Japan | 1994 | Daidou Tokushukou Co.,Ltd | Shibukawa Works | STATCOM | FRL | N/A | 22 kV | N/A | N/A | -16.5 to 16.5 | N/A | N/A | N/A | GTO Water | N/A | N/A | N/A | N/A
TSB-VSC-009 | N/A | Japan | 1994 | Mukoyama Koujyou Co.,Ltd | Mukoyama Works | STATCOM | FRL | N/A | 22 kV | N/A | N/A | -22 to 22 | N/A | N/A | N/A | GTO Water | N/A | N/A | N/A | N/A
TSB-VSC-010 | N/A | Japan | 1995 | Daidou Tokushukou Co,.Ltd | Chita Works | STATCOM | VC | N/A | 22 kV | N/A | N/A | -27 to 27 | N/A | N/A | N/A | GTO Water | N/A | N/A | N/A | N/A
TSB-VSC-011 | N/A | Japan | 1995 | Nihon Kinzoku Kougyou | Kinuura Works | STATCOM | FRL | N/A | 22 kV | N/A | N/A | -18 to 18 | N/A | N/A | N/A | GTO Water | N/A | N/A | N/A | N/A
TSB-VSC-012 | N/A | Japan | 1988 | City Yokohama | Yokohama | STACOM | VC/FRL | N/A | 22kV | N/A | N/A | -5 to +5 | N/A | N/A | N/A | GTO Water | N/A | N/A | N/A | N/A
TSB-VSC-013 | N/A | Japan | 1990 | Kochi News Paper | Kochi | STATCOM | VL/Active Filter | N/A | 6.6kV | N/A | N/A | 0.4 | N/A | N/A | N/A | IGBT Air | N/A | N/A | N/A | N/A
TSB-VSC-014 | N/A | Japan | 1990 | City Ohmiya | Ohmiya | STATCOM | FRL/Active Filter | N/A | 6.6kV | N/A | N/A | 0.75 | N/A | N/A | N/A | IGBT Air | N/A | N/A | N/A | N/A
TSB-VSC-015 | N/A | Japan | 1993 | Meda Constructio Company | Mitomi | STATCOM | VC | N/A | 6.6kV | N/A | N/A | 0.5 | N/A | N/A | N/A | IGBT Air | N/A | N/A | N/A | N/A
TSB-VSC-016 | N/A | Japan | 1996 | Tohoku Electric Power Company | Tobishima | STATCOM | UL/Power Factor | N/A | 3.3kV | N/A | N/A | 0.32 | N/A | N/A | N/A | IGBT Air | N/A | N/A | N/A | N/A
TSB-VSC-017 | N/A | Japan | 1996 | Construction Ministry | Karisaka | STATCOM | FRL/Active Filter | N/A | 6.6kV | N/A | N/A | 1.5 | N/A | N/A | N/A | IGBT Air | N/A | N/A | N/A | N/A
TSB-VSC-018 | N/A | Japan | 1997 | Ube Steel Co., Ltd. | Ube | STATCOM | FRL | N/A | 22kV | N/A | N/A | -18 to +18 | N/A | N/A | N/A | GTO Water | N/A | N/A | N/A | N/A
TSB-VSC-019 | N/A | Japan | 1998 | Tokyo Tekko Co.,Ltd. | Hachinohe | STATCOM | FRL | N/A | 22kV@60Hz | N/A | N/A | -18 to 18 | N/A | N/A | N/A | GTO Water | N/A | N/A | N/A | N/A
TSB-VSC-020 | N/A | Japan | 1998 | Tokyo Tekko Co.,Ltd. | Oyama | STATCOM | FRL | N/A | 22kV@60Hz | N/A | N/A | -18 to 18 | N/A | N/A | N/A | GTO Water | N/A | N/A | N/A | N/A
TSB-VSC-021 | N/A | Japan | 1998 | Tokyo Tekko Co.,Ltd. | Oyama | STATCOM | FRL | N/A | 22kV@60Hz | N/A | N/A | -27 to 27 | N/A | N/A | N/A | GTO Water | N/A | N/A | N/A | N/A
TSB-VSC-022 | N/A | Japan | 1998 | Tokyo | Misato | STATCOM | VC/Active Filter | N/A | 6.6kV | N/A | N/A | -1.6 to 1.6 | N/A | N/A | N/A | IGBT Air | N/A | N/A | N/A | N/A
TSB-VSC-023 | N/A | Japan | 2000 | The Tokyo Electric Power Co.,Ltd. | Saiko Lake | STATCOM | VC | N/A | 6.6kV@50Hz | N/A | N/A | -1 to 1 | N/A | N/A | N/A | IGBT Air | N/A | N/A | N/A | N/A
TSB-VSC-024 | N/A | Japan | 2001 | Kishiwada Steel Company Ltd. | Kishiwada | STATCOM | FRL | N/A | 22 kV@60Hz | N/A | N/A | -21to 21 | N/A | N/A | N/A | IEGT 4.5kV 1500A Water | N/A | N/A | N/A | N/A
TSB-VSC-025 | N/A | Korea | 2001 | Inchon Iron & Steel Co.,Ltd | Pohang | STATCOM | VC | N/A | 22.9 kV@60Hz | N/A | N/A | -10to 30 | N/A | N/A | N/A | IEGT 4.5kV 1500A Water | N/A | N/A | N/A | N/A
TSB-VSC-026 | N/A | Japan | 2001 | Ecopower.co.Ltd. | Mutu | STATCOM | VC | N/A | 22 kV@50Hz | 440V | N/A | -3 to5 | N/A | N/A | N/A | IGBT Air | N/A | N/A | N/A | N/A
TSB-VSC-027 | N/A | Japan | 2002 | Hokkaido Development | Esashi | STATCOM | VC | N/A | 6.6 kV@50Hz | 440V | N/A | -0.5 to 0.5 | N/A | N/A | N/A | IGBT Air | N/A | N/A | N/A | N/A
TSB-VSC-028 | N/A | Japan | 2002 | Ishihara Steel Co.Ltd. | Ichikawa | STATCOM | FRL | N/A | 22 kV@60Hz | N/A | N/A | -21to 21 | N/A | N/A | N/A | IEGT 4.5kV 1500A Water | N/A | N/A | N/A | N/A
TSB-VSC-029 | N/A | Japan | 2002 | Nagoya Expressway Public Co. | Nagoya | STATCOM | VC | N/A | 6.6 kV@60Hz | 440V | N/A | -1.5to 1.5 | N/A | N/A | N/A | IGBT Air | N/A | N/A | N/A | N/A
TSB-VSC-030 | N/A | Japan | 2002 | Ecopower.co.Ltd. | Shimokita | STATCOM | VC | N/A | 22 kV@50Hz | 440V | N/A | -6to 11 | N/A | N/A | N/A | IGBT Air | N/A | N/A | N/A | N/A
TSB-VSC-031 | N/A | Japan | 2002 | Nisshin Steel Co. | Shunan | STATCOM | FRL | N/A | 22 kV@60Hz | N/A | N/A | -21to 21 | N/A | N/A | N/A | IEGT 4.5kV 1500A Water | N/A | N/A | N/A | N/A
TSB-VSC-032 | N/A | Japan | 2003 | Fuji film Co.Ltd. | Fujinomiya | STATCOM | VC | N/A | 3.3 kV@50Hz | 440V | N/A | -1 to 1 | N/A | N/A | N/A | IGBT Air | N/A | N/A | N/A | N/A
TSB-VSC-033 | N/A | Japan | 2003 | Eurus Energy Japan Co.Ltd. | Kihoku | STATCOM | VC | N/A | 22 kV@60Hz | 440V | N/A | -1to 2 | N/A | N/A | N/A | IGBT Air | N/A | N/A | N/A | N/A
TSB-VSC-034 | N/A | Japan | 2006 | Electric Power Company | N/A | STATCOM | VC | N/A | 63 kV@60Hz | N/A | N/A | -90 to 90 | -90 | 90 | 180 | IEGT 4.5kV 2100A Water | N/A | N/A | N/A | N/A
TSB-VSC-035 | N/A | Japan | 2010 | Noto Community Wind Power | Wajima Community Windfarm | STATCOM | VC | N/A | 22 kV@60Hz |  | N/A | -1.5 to 1.5 | 1.5 | 1.5 | 3 | IGBT Air | N/A | N/A | N/A | N/A
TSB-VSC-036 | N/A | Japan | 2010 | Okinawa Electric Power Company | Miyakojima Mega Solar PS | STATCOM | FRL | N/A | 6.6 kV@60Hz | 0.42kV | N/A | -0.9 to 0.9 | N/A | N/A | N/A | IGBT Air | N/A | 0.3MVA-3set | 6.6kV | 0.42kV

## Summary NOT UPDATED
#REF! |  |  | Year Commissioning
ABB | 1 | 379 | 2005 ?
ALSTOM | 1 | 209 | 2004
AREVA | 1 | 6 | 2006
FUJI | 1 | 55 | 2001
HIT | 1 | 8 | 1995
MELCO | 1 | 53 | 2007
NISSIN | 1 | 80 | 1999
NOKIAN | 1 | 47 | 2008
SIEMENS | 1 | 174 | 2010
TE | 1 | 26 | 1997
TEMEIC | 1 | 4 | 2006
TSB | 1 | 122 | 2005
WEST | 1 | 19 | 1989
WPG | 1 | 5 | 1998
TOTAL |  | 1187